## SEARCH AND RATING STRATEGIES
After mapping-out all medical devices of two countries completely, we set up the following guidelines to perform the full search.
1. Select countries that are representative for a certain part of the world, based on their location, export of medical devices, and them being a high, middle, or low-income country. Opt for variety.
| Included countries |  | Additionally, separately included companies | (due to them being two of the largest manufacturers in the world and not being located in the countries we chose)
1 | Norway | High Income > 12695 | Philips
2 | Australia | High Income > 12695 | Medtronics
3 | Mexico | Middle-Upper-income 4096-12695
4 | USA | High Income > 12695
5 | Germany | High Income > 12695
6 | India | Middle-lower income 1046-4095
7 | Switzerland | High Income > 12695
8 | China | Middle-Upper-income 4096-12695
9 | Japan | High Income > 12695
10 | South Africa | Middle-Upper-income 4096-12695
11 | Kenya | Middle-lower income 1046-4095
12 | Brazil | Middle-Upper-income 4096-12695
13 | Sweden | High Income > 12695
14 | United Kingdom | High Income > 12695
2. For each country, pick a maximum of 10 medical device or health device manufacturers, and per manufacturer, aim to find maximum 10 devices that implement circular strategies. Are there more than 10 options available? Exclude examples that are similar. For USA, pick 20 companies (due to the size of the country and medical market).
3. Determine the MDR criticality classification of the device. If the device is not classified under the EU-MDR, use the original legislation document to determine what it would be classified as if it were to be classified under the MDR.
The MDR classifications (from low risk to high risk: classes I, IIa, IIb, and III) are based on the « intended purpose of the devices and their inherent risks (MDR-EU745). Extremely summarized, they are determined based on a the healthcare situation (non-serious, serious, or critical patient situation or patient condition) and on the intended purpose of the device (low, medium, or high influence on or involvement in the diagnosis, therapy or clinical treatment). This definition is adapted from the explanation of Annex III of MDCG 2019-11 of the Medical Device Coordination Group (MDCG). For more information about risk classification rules, consult Annex VIII of the MDR-EU745. The following paper can be helpful in determining the classification of a device: (L. Peter, L. Hajek, P. Maresova, M. Augustynek, and M. Penhaker, “Medical Devices: Regulation, Risk Classification, and Open Innovation,” J. Open Innov. Technol. Mark. Complex., vol. 6, no. 2, Art. no. 2, Jun. 2020, doi: 10.3390/joitmc6020042.).
| 4. Determine the criticality rating based on the point system on the right, and always let the final rating be peer-reviewed by another researcher |  |  |  | Circularity rating
[5 empty] | Circular strategy | Definition | Max score | 100% score is given when … | 50% score is given when …
(strategy type)
[5 empty] | Refuse (Design) | Make device redundant by abandoning its function or by offering the same function in a radically different, more sustainable device. Example: replacing a hearing aid device by a mobile application that amplifies sound, making the hearing aid device redundant in certain situations or scenarios. | 7 | The device functionality could eliminate the use of one or more other devices and does so in a radically more environmentally sustainable way. | The device eliminates only parts of medical devices, or only for certain use scenarios, and does so in a radically more environmentally sustainable way
[5 empty] | Rethink (Design) | Make device use more intensive (e.g. through sharing products, or by putting multi-functional products on the market). Example: adapting the function of a wearable sensor by adding user profiles, making it shareable among multiple users instead of using one device per user. | 6 | Device is made to be used more intensively than its counterparts by using multiple strategies, such as: 1) Being used by multiple users at a time, 2) Providing multiple functions, 3) Being able to be used at locations that previously was not possible. | Device is made to be used more intensively than its counterparts by using only one of the strategies presented for the 100% score.
[5 empty] | Reduce (Design) | Increase efficiency in product manufacturing or use by consuming fewer natural resources and materials. Example: Minimizing the amount of electronics used in laparoscopic devices, as some laparoscopic procedures can safely be performed with mechanic instruments. | 5 | Device reduces its environmental impact, in comparison to equivalent devices, through both: 1) Using less materials /resources in the manufacturing and/or use stage, 2) Minimizing energy consumption during the manufacturing and/or use stage. | Device reduces its global warming potential in just one way of the strategies presented for the 100% score.
[5 empty] | Reuse (Technical) | Reuse by another customer of discarded product which is still in good condition and fulfils its original function (in healthcare, often after cleaning processes). Example: partly reuse a heart catheter after removing infectious parts, cleaning, disinfecting and sterilizing the reusable parts, and preparing them for the next use. | 4 | Device is made with the purpose of being reused (which may include decontamination) for the same purpose without reduction of performance or quality of patient care. Maintenance/repair and repair of the device is part of the service to extend the devices life even further. | Only one part of the device can be reused while the rest is single use, or the reusable device does not have maintenance/ and repair services.
[5 empty] | Remanufacture (Technical) | Restore a discarded product and bring it up to date or use parts of a discarded product in a new product with the same function. Example: perform high level disinfection and functionality tests on all components of a used pacemaker, and restore the device to a better than new condition for the next user. | 3 | At least 50% of the parts of the discarded device are brought back into manufacturing to develop a remanufactured device with the same function and a device quality that is similar or better than the original device. | Some, but less than half or the parts of the discarded devices are used in the remanufacturing cycle.
[5 empty] | Repurpose (Technical) | Use discarded product or its parts in a new product with a different function. Example: updating the software of an ECG monitor to make it suitable to be used as a monitor or screen for any other type of device. | 2 | The entire discarded device is being reused for a different purpose or function. This may be intended by design or initiated by the user at EoL. | Only part of the discarded device is being reused for a different purpose or function. This may be intended by design or initiated by the user at EoL.
[5 empty] | Recycle (Technical) | Process materials to obtain the same (high grade) or lower (low grade) quality. Example: make disposable bags of a dialysis machine of safe but recyclable material and enable the process to create recycled granulate for production. | 1 | The device is made to be easily recyclable. There is a recycling program in place. | The device is made for easy recycling. There is no recycling program, but recycling is encouraged with detailed instructions.
[5 empty] | Renew (Bio-cycle) | Materials that can safely be retuned to the biosphere are used in the production of the device, to enable processes that together help regenerate natural capital, such as composting and anaerobic digestion. Example: make the lid of a smart pillbox of PLA, removing the electronics after use, and letting it biodegrade in days at a composting plant. | 1 | At least 50% of the parts are suitable for (tissue) regeneration, composting, or biodegradation and has a renew program in place. | Device parts are suitable for renew strategies, but this is only true for less than 50% of all materials and/or there is no renew program in place.
[5 empty] | Recover energy (Waste) | Incineration of materials with energy recovery. Example: in the incineration of a laparoscopic device, capture energy while burning non-infectious and non-hazardous parts (excluding batteries). | 0 | Device is incinerated upon EoL. | Not applicable

## Worldwide best practices
Company Name | Country | Location of Headquarters | Name of product | Product discription | URL | Use location | MDR classification | Size of the device | Amount of used strategies | Score | Notes | Refuse (7) | Rethink (6) | Reduce (5) | Reuse (4) | Remanufacture (3) | Repurpose (2) | Recycle (1) | Renew (1)
Compumedics | Australia | Victoria | Okti | Portable EEG | https://www.compumedics.com.au/en/products/okti/ | Both | Class 2a | Small Device | 4 | 20.5 | Refuse 100%: three devices in one eliminates the need for multiple EEGs. + rethink 100% (multiple functions + Can also be used from a home setting) and is much more compact (reduce 50%). Reuse 50%: is reusable but no repair is mentioned. | 7 | 6 | 2.5 | 2 | - | - | - | -
Mindray | China | Shenzhen | TE Air | Handheld wireless ultrasound system | https://www.mindray.com/en/products/ultrasound/point-of-care/te-air | Healthcare | Class 2a | Small Device | 3 | 17 | 100% rehink: portable, and designed for durable long term use; Reduce 100%; saves materials bij smaller size, and saves energy by minimizing time needed per use, and reuse+ repair 100% | - | 6 | 5 | 4 | - | - | - | -
Phelcom | Brazil | São Carlos | Eyer Retinal Camera NM-STD | Portable fundus camera | https://phelcom.com/ | Healthcare | Class 2a | Small Device | 3 | 14 | Reuse 50%: no repair services are mentioned. Refuse 100%: the large fundus camera can be replaced with this handheld, portable device (world’s first high-quality portable fundus camera). Rethink 50%: possible to perform retinal examinations at any location. (MDR classifcation: https://www.accessdata.fda.gov/scripts/cdrh/cfdocs/cfpcd/classification.cfm?id=4379) | 7 | 3 | - | 2 | - | - | - | -
Alivecor | USA | Mountain View, Californië | KardiaMobile® Card | Credit-card-sized personal EKG to be cleared by the FDA. It’s thin and light enough to fit perfectly in your wallet, so you can take it with you anywhere. | https://store.kardia.com/products/kardiamobile-card | Home | Class 2b | Small Device | 3 | 13.5 | Reuse 50%: could not find any repair services. Reduce 50%: more efficient because less material. Refuse 100%: as it eliminates the use of patches | 7 | - | 2.5 | 2 | - | - | - | -
FujiFilm | Japan | Tokyo | iViz | Wireless portable ultrasound | https://www.fujifilm.com/nl/en/healthcare/ultrasound/iviz-wireless/iviz-wireless | Healthcare | Class 2a | Small Device | 2 | 12 | Reuse 100%. Refuse 100%: it eliminates the use of screens as the device is compatible with exisiting screens through bluetooth. | 7 | - | - | 4 | - | - | - | -
UE Lifesciences | USA | Philadelphia, Pennsylvania | iBreastExam | Handheld breast examinor | https://www.uelifesciences.com/ibreastexam | Healthcare | Class 2b | Small Device | 4 | 14 | Reduce 50%: made to be compact to it can be used in more locations than before (50% rethink). Also reduces the need for conventional mammographs (Refuse 50%). Reuse 50%: is reusable but has no repair services mentioned on the website. | 3.5 | 3 | 2.5 | 2 | - | - | - | -
Delft Imaging | Netherlands | Delft | Baby Checker | AI driven ultrasound machine that attaches to your smart phone | https://babychecker.delft.care/ | Both | Class 2a | Small Device | 4 | 14 | Refuse 50%: replaces the big computers used for ultrasounds with the already existing mobile phone, by a portable solution 100% rethink, Reduce 50%: Saves a lot of materials compared to the big machines 50% reuse: can be reused but no repair services as far as I can tell. Is yet to enter the market but has been tested. | 3.5 | 3 | 2.5 | 2 | - | - | - | -
Siemens Healthineers | Germany | Erlangen | SOMATOM Definition Flash | Dual CT scanner | https://www.siemens-healthineers.com/vn/computed-tomography/dual-source-ct/somatom-definition-flash | Healthcare | Class 2b | Large Device | 4 | 13.5 | Reuse 100% Reduce 50%: uses 45% less energy than its predecessor. Recycle 100%: plastic parts are labeled for recycling. More than 97% of the materials used can be returned to the flow of recyclable materials. Disassembly instructions for high-quality recycling are available. Remanufacture 100%: they have an eco line wher ethis product is also included | - | - | 2.5 | 4 | 3 | - | 1 | -
Rein Medical | Germany | Mönchengladbach | Operion | monitor | https://reinmedical.com/en/products/operion | Healthcare | Class 1 | Medium Device | 4 | 13.5 | Integration of certain electronic parts of the device is optional (reduce 50%) + One monitor with multiple different purposes (50% rethink), made to be reused, no repair mentioned (50% reuse), refurbishment possible (100% reman) + 2 for multiple strategies | - | 3 | 2.5 | 2 | 3 | - | - | -
Medinnova | India | Vadodara | The Maquet Datascope CS300 IABP | Maquet has the only fiber-optic IABP and catheter system that automatically calibrates in the patient after insertion and automatically recalibrates in vivo every two hours or sooner should patient or environmental conditions change. | https://www.medinnovasystems.com/cardio-vascular/intra-aortic-balloon-pump/maquet-datascope-cs300/ | Healthcare | Class 3 | Medium Device | 3 | 12 | Reuse 100%, remanufacture 100% and rethink 50% through their rental service | - | 3 | - | 4 | 3 | - | - | -
Medinnova | India | Vadodara | Heart Lung Machine | Heart-Lung Machine | https://www.medinnovasystems.com/cardio-vascular/heart-lung-machine/ | Healthcare | Class 3 | Large Device | 3 | 12 | Reuse 100%, remanufacture 100% and rethink 50% through their rental service | - | 3 | - | 4 | 3 | - | - | -
Medinnova | India | Vadodara | Terumo Sarns TCM II | Heater-Cooler unit for heart lung amchines | https://www.medinnovasystems.com/cardio-vascular/heater-cooler-machine/ | Healthcare | Class 2b | Medium Device | 3 | 12 | Reuse 100%, remanufacture 100% and rethink 50% through their rental service | - | 3 | - | 4 | 3 | - | - | -
Delft Imaging | Netherlands | Delft | Delft Light | an easy-to-set-up, portable X-ray system packed in a backpack for easy transport by car, motorcycle, or boat. | https://www.delft.care/x-ray-systems/ | Both | Class 2b | Small Device | 3 | 12 | Reduce 100% because it uses solar energy and uses significantly less material than a regular x-ray machine. Reuse 50% as it is reusable but could not find repair services specifically, only maintanance. Rethink 50 % as it is portable | - | 3 | 5 | 2 | - | - | - | -
GE Healthcare | USA | Chicago, Illinois | GoldSeal Optima CT660 | CT scanner | https://www.gehealthcare.co.uk/products/goldseal---refurbished-systems/goldseal-computed-tomography/goldseal-optima-ct660 | Healthcare | Class 2b | Large Device | 3 | 11.5 | Reuse 100%: repair services are provided and the device is reusable enlessly Remanufacture: it is a remanufactured product I am assuming that more than 50% is reused in this case. Reduce 50%: 60% lower CO2 emissions due to energy saving mode while on standby | - | - | 2.5 | 4 | 3 | - | - | -
Shenzhen Browiner Tech | China | Shenzhen | Beatle 06P | Portable X-ray machine | https://www.browiner.com/portable-X-ray%20/Beatle-06P.html | Healthcare | Class 2b | Small Device | 3 | 11.5 | Reuse 100%. Reduce 50%: much lower use of material to create this product and it is a lot more compact than its counterparts. 50% rethink as it is a portable device | - | 3 | 2.5 | 4 | - | - | - | -
Univen | Brazil | Parana | Nano | Mobile X-ray | https://www.univen.com.br/produto/nano/ | Healthcare | Class 2b | Medium Device | 3 | 11.5 | Reuse 100%: have accessories, parts, maintenance packages and specialized technical assistance, Reduce 50%: compact design and rethink 50% high mobility allows sequential exposures of the thorax and abdomen to be acquired quickly and easily for an efficient workflow for the user. | - | 3 | 2.5 | 4 | - | - | - | -
Laerdal Global Health | Norway | Stavanger | Neobeat | Heart rate meter for new borns | https://shop.laerdalglobalhealth.com/product/neobeat/ | Healthcare | Class 2b | Small Device | 2 | 10 | refuse 100% and reuse 50%: the device eliminates the use of single use patches for monitoring the baby's hart beat and is reusable. I cannot find any information about repair services. | 7 | - | - | 2 | - | - | - | -
EpiGuard | Norway | Oslo | EpiShuttle | transportation of infectious patients | https://epiguard.com/epishuttle/ | Healthcare | Class 1 | Medium Device | 2 | 10 | Refuse 100%: the product eliminates the use for single use protection gear. Reuse 50%: the product is reusable through disinfection but the company does not give any inoformation on repair services currently. | 7 | - | - | 2 | - | - | - | -
Alphatron Medical | Netherlands | Rotterdam | AMiS -PRO | Medication storage an diagnostic tool in one product | https://www.alphatronmedical.com/amis-pro | Healthcare | Class 2b | Large Device | 3 | 10.5 | Rethink 50%: gives a product two functions instead of just one reducing the dependency on drugs cabinets. Reuse 100%: has repair services and is meant to be reused. The lady at the stand also said that they refurbish some of their products but could not find a source connected to this online, so decided to give it 50% reman. | - | 3 | - | 4 | 1.5 | - | - | -
Philips | The Netherlands | Eindhoven | ePatch | Wearable sensor | https://www.gobio.com/epatch/ | Home | Class 1 | Small Device | 3 | 10.5 | Refuse 50%: replaces holter with simple patch (but assumed not in all situations). Rethink 50%: ensures extended wear. + might be interesting example for business models!!! --(service system) 50% reuse, no repair | 3.5 | 3 | - | 2 | - | - | - | -
Observe Medical | Norway | Oslo | Biim Ultrasound system | Ultrasounds | https://biimultrasound.com/product/ | Healthcare | Class 2a | Small Device | 3 | 10.5 | Refuse 50%: Removes the need of having the big machine that is attached to the ultrasound probe by using existing imaging devices (iPad), by making it portable, rethink 50%, Reuse 50%: is reusable but does not have a repair service attached to it. | 3.5 | 3 | - | 2 | - | - | - | -
Siemens Healthineers | Germany | Erlangen | MAGNETOM Free.Star | Imaging tool using high V MRI | https://www.siemens-healthineers.com/no/magnetic-resonance-imaging/high-v-mri/magnetom-free-star | Healthcare | Class 2a | Large Device | 3 | 10 | Refurbishment (100%), recycle (100%), reuse (100%)and two extra points. "Recyclable 87% (by weight) can be recycled for material content and 13% for energy. Our product take back program ensures that we address the environmental aspects of our products – even at the end of life. As part of this program, we refurbish systems and reuse components and replacement parts whenever possible through our Refurbished Systems business." | - | - | - | 4 | 3 | - | 1 | -
Siemens Healthineers | Germany | Erlangen | MAGNETOM Solar | Imaging tool using 1.5T MRI an AI | https://www.siemens-healthineers.com/no/magnetic-resonance-imaging/0-35-to-1-5t-mri-scanner/magnetom-sola | Healthcare | Class 2a | Large Device | 3 | 10 | Refurbishment (100%), recycle (100%), reuse (100%)and two extra points. "Recyclable 87% (by weight) can be recycled for material content and 13% for energy. Our product take back program ensures that we address the environmental aspects of our products – even at the end of life. As part of this program, we refurbish systems and reuse components and replacement parts whenever possible through our Refurbished Systems business." | - | - | - | 4 | 3 | - | 1 | -
Siemens Healthineers | Germany | Erlangen | MAGNETOM Vida | 3T MRI Scanner | https://www.siemens-healthineers.com/no/magnetic-resonance-imaging/3t-mri-scanner/magnetom-vida | Healthcare | Class 2a | Large Device | 3 | 10 | Refurbishment (100%), recycle (100%), reuse (100%)and two extra points. "Recyclable 87% (by weight) can be recycled for material content and 13% for energy. Our product take back program ensures that we address the environmental aspects of our products – even at the end of life. As part of this program, we refurbish systems and reuse components and replacement parts whenever possible through our Refurbished Systems business." | - | - | - | 4 | 3 | - | 1 | -
Siemens Healthineers | Germany | Erlangen | MAGNETOM Terra | 7T MRI Scanner | https://www.siemens-healthineers.com/no/magnetic-resonance-imaging/7t-mri-scanner/magnetom-terra | Healthcare | Class 2a | Large Device | 3 | 10 | Refurbishment (100%), recycle (100%), reuse (100%)and two extra points. "Recyclable 87% (by weight) can be recycled for material content and 13% for energy. Our product take back program ensures that we address the environmental aspects of our products – even at the end of life. As part of this program, we refurbish systems and reuse components and replacement parts whenever possible through our Refurbished Systems business." | - | - | - | 4 | 3 | - | 1 | -
Siemens Healthineers | Germany | Erlangen | MAMMOMAT Revelation | Mammograph | https://www.siemens-healthineers.com/no/mammography/digital-mammography/mammomat-revelation | Healthcare | Class 2b | Large Device | 3 | 10 | Refurbishment (100%), recycle (100%), reuse (100%)and two extra points. "Recyclable 87% (by weight) can be recycled for material content and 13% for energy. Our product take back program ensures that we address the environmental aspects of our products – even at the end of life. As part of this program, we refurbish systems and reuse components and replacement parts whenever possible through our Refurbished Systems business." | - | - | - | 4 | 3 | - | 1 | -
Megin | Finland | Helsingfors | TRIUX™ neo | MEG is an imaging technique that measures ongoing brain activity on a millisecond-by-millisecond basis, showing where in the brain the activity is produced. MEG is entirely non-invasive, silent, and with no applied magnetic fields, radiation, or injections of any kind. | https://megin.com/triux-neo/ | Healthcare | Class 2b | Large Device | 2 | 8.5 | Refuse 50%: MEG is still mostly used only in research settings in the UK. But they are entirely silent and do not require applying magnetic fields, radiation, or injections, making MEG a far-more-user-friendly option than other functional brain imaging techniques. Reuse 100%. | 3.5 | - | - | 4 | - | - | - | -
mOm | UK | Nottingham | MoM incubator | collapsable incubator | https://www.momincubators.com/ | Healthcare | Class 2b | Medium Device | 3 | 9.5 | Rethink 50% the compact (reduce 50%) incubator makes it possible to use it a more locations than before and Reuse 50%: no repair services are mentioned. | - | 3 | 2.5 | 2 | - | - | - | -
Phoenix Medical System | India | Tamil Nadu | Brilliance Pro Single Surface Phototherapy | Phototherapy device | https://www.engineeringforchange.org/solutions/product/d-rev-brilliance-pro/ | Healthcare | Class 2a | Medium Device | 3 | 9.5 | Rethink 50%: as the light bulbs are much more long lasting and can be used for longer. Reduce 50%: the LED use significantly less energy than it spredeessors. Reuse 50%: no repair service mentioned. | - | 3 | 2.5 | 2 | - | - | - | -
Deaftronics | South Africa | Botswana | KE A KGONA | Solar hearing aid | https://deaftronics.com/ | Home | Class 2a | Small Device | 3 | 9.5 | Reuse 50%: device is reusable but no repair services are mentioned on the website. Reduce 50%: no electricity needed, using a solar charger with solar pannels reduces its impact as the hearing aid can recharge its batteries and do so on a renewable resource. Rethink 50%: Reuse one battery up to 500 times. | - | 3 | 2.5 | 2 | - | - | - | -
Medinnova | India | Vadodara | Sarns 5590 | Sturnum Saw | https://www.medinnovasystems.com/cardio-vascular/sternum-saw/sarns-5590/ | Healthcare | Class 2a | Small Device | 2 | 8 | Reuse 100% and remanufacture 100% | - | - | - | 4 | 3 | - | - | -
Medinnova | India | Vadodara | Anspach | Bone drill | https://www.medinnovasystems.com/neurosurgery/neurosurgical-drill/anspach-black-max/ | Healthcare | Class 2a | Small Device | 2 | 8 | Reuse 100% and remanufacture 100% | - | - | - | 4 | 3 | - | - | -
Medinnova | India | Vadodara | Refurbished defibrillator |  | https://www.medinnovasystems.com/defibrillator/biphasic-defibrillator/ | Healthcare | Class 3 | Small Device | 2 | 8 | Reuse 100% and remanufacture 100% | - | - | - | 4 | 3 | - | - | -
Medinnova | India | Vadodara | Medtronic 5348 Single Channel | Temporary Pace Maker | https://www.medinnovasystems.com/cardio-vascular/pacemaker/medtronic-5348-single-channel/ | Healthcare | Class 3 | Small Device | 2 | 8 | Reuse 100% and remanufacture 100% | - | - | - | 4 | 3 | - | - | -
GE Healthcare | USA | Chicago, Illinois | GoldSeal Logiq S8 Ultrasound | Ultrasound device | https://www.gehealthcare.co.uk/products/ultrasound/logiq/logiq-e10 | Healthcare | Class 2a | Large Device | 2 | 8 | Reuse 100%: Is reusable endlessly and also has repair services Remanufacture 100%: is remanufactured | - | - | - | 4 | 3 | - | - | -
Medinnova | India | Vadodara | Sunoptics TITAN Headlight System | Surgical Headlights | https://www.medinnovasystems.com/operating-room/surgical-headlight/sunoptics-titan-headlight-system/ | Healthcare | Class 1 | Small Device | 2 | 8 | Reuse 100% and remanufacture 100% | - | - | - | 4 | 3 | - | - | -
Philips | The Netherlands | Eindhoven | Zenition 50 | Mobile C-arm Circular Edition systems | https://www.philips.com.au/healthcare/product/HC889140/zenition-50---ds-mobile-c-arm-with-image-intensifier | Healthcare | Class 1 | Large Device | 2 | 8 | Reuse + repair & remanufacturing | - | - | - | 4 | 3 | - | - | -
Philips | The Netherlands | Eindhoven | Brilliance iCT Circular Edition | CT scanner | https://www.philips.nl/healthcare/product/HCNOCTN194A/brilliance-ict-ds-refurbished-ct-scanner | Healthcare | Class 1 | Large Device | 2 | 8 | Reuse + repair & remanufacturing | - | - | - | 4 | 3 | - | - | -
Vivalink | USA | Campbell, Californië | Wearable ECG monitor | World's Smallest Reusable Medical Grade Cardiac Patch and Wearable ECG Monitor. It is reusable, rechargeable, and can record data even in the event of a network disruption. | https://www.vivalink.com/wearable-ecg-monitor | Both | Class 2b | Small Device | 2 | 8 | Reuse 100%: they offer repair services. Remanufacture 100%: they (1) using new or refurbished parts to repair the Product, (2) replace the Product with a new or refurbished Product, or (3) refund the original purchase price. | - | - | - | 4 | 3 | - | - | -
Vivalink | USA | Campbell, Californië | Wearable temperature monitor | The Vivalink axillary temperature patch is a clinical thermometer that can provide a medically accurate (armpit) reading in ambulatory and remote patient monitoring settings. | https://www.vivalink.com/wearable-temperature-monitor | Both | Class 2b | Small Device | 2 | 8 | Reuse 100%: they offer repair services. Remanufacture 100%: they (1) using new or refurbished parts to repair the Product, (2) replace the Product with a new or refurbished Product, or (3) refund the original purchase price. | - | - | - | 4 | 3 | - | - | -
Vivalink | USA | Campbell, Californië | Wearable Sp02 Sensor | The wearable Sp02 monitor provides continuous tracking of a patient's oxygen saturation levels without the need for the patient to manually initiate a reading. | https://www.vivalink.com/wearable-sp02-monitor | Both | Class 2b | Small Device | 2 | 8 | Reuse 100%: they offer repair services. Remanufacture 100%: they (1) using new or refurbished parts to repair the Product, (2) replace the Product with a new or refurbished Product, or (3) refund the original purchase price. | - | - | - | 4 | 3 | - | - | -
Medinnova | India | Vadodara | Drager Baby Log 8000 Plus |  | https://www.medinnovasystems.com/critical-care/neonatal-ventilator/drager-baby-log-8000-plus/ | Healthcare | Class 2b | Medium Device | 2 | 8 | Reuse 100% and remanufacture 100% | - | - | - | 4 | 3 | - | - | -
Avante Health Solutions | USA | Chicago, Illinois | ValleyLab Force FX | Electrosurgical unit, is an isolated output electrosurgical generator that provides the power for cutting, desiccating, and fulgurating tissue during surgery. | https://avantehs.com/p/valleylab-force-fx/365 | Healthcare | Class 2b | Medium Device | 2 | 8 | Reuse 100%: offer repair services. Remanufacture 100%: reburbished device. | - | - | - | 4 | 3 | - | - | -
Medinnova | India | Vadodara | Nellcorn N-600X | Pulse Oximeter | https://www.medinnovasystems.com/patient-monitor/pulse-oximeter/nellcorn-n-600x/ | Healthcare | Class 2b | Small Device | 2 | 8 | Reuse 100% and remanufacture 100% | - | - | - | 4 | 3 | - | - | -
GE Healthcare | USA | Chicago, Illinois | GoldSeal Senographe Essential | Mammography machine | https://www.gehealthcare.co.uk/products/goldseal---refurbished-systems/goldseal-mammography/goldseal-certified-senographe-essential | Healthcare | Class 2b | Large Device | 2 | 8 | Reuse 100% and remanufacture 100% | - | - | - | 4 | 3 | - | - | -
GE Healthcare | USA | Chicago, Illinois | GoldSeal Infinia Hawkeye | CT imaging system | https://www.gehealthcare.co.uk/products/goldseal---refurbished-systems/goldseal-nuclear-medicine/goldseal-infinia-hawkeye-4 | Healthcare | Class 2b | Large Device | 2 | 8 | Reuse 100% and remanufacture 100% | - | - | - | 4 | 3 | - | - | -
Siemens Healthineers | Germany | Erlangen | Cios Spin | Mobile C-arms | https://www.siemens-healthineers.com/no/surgical-c-arms-and-navigation | Healthcare | Class 2b | Large Device | 2 | 8 | Only took one product out of this product group . Refurbishment, reuse and extra point | - | - | - | 4 | 3 | - | - | -
Philips | The Netherlands | Eindhoven | Healthdot | Remote monitoring | https://www.philips.nl/healthcare/middelen/landing/experience-catalog/healthdot | Both | Class 2a | Small Device | 1 | 7 | Refuse 100%: since other larger monitor devices be superfluous. Seems no option of returning the device after use. Even if a product is designed perfectly to be reused, if a user doesn’t return it, it’s potential goes to waste, therefore reuse 0%. (Volgens de nieuwe EU MDR, medisch hulpmiddel klasse IIa) | 7 | - | - | - | - | - | - | -
WearOptimo | Australia | Woolloongabba | WearOptimo | Easy monitoring patch for home monitoring | https://www.wearoptimo.com/ | Both | Class 2b | Small Device | 1 | 7 | Is not on the market yet! Has the potential of eliminating traditional monitoring devices 100% refuse) | 7 | - | - | - | - | - | - | -
iRhythm | USA | San Francisco, Californië | Zio XT | The Zio service is a complete ambulatory cardiac monitoring solution built around single-use monitors, designed with the patient in mind, and reinforced with clinical evidence. | https://www.irhythmtech.com/providers/zio-service/zio-monitors | Home | Class 2b | Small Device | 1 | 7 | Refuse 100%: since other larger monitor devices be superfluous. At the end of the prescribed wear time it can be placed in the postage paid return packaging, so it is collected but especially to analyze heart data and provide a detailed report to the healthcare provider. | 7 | - | - | - | - | - | - | -
KLS Martin Group | Germany | Tuttlingen | marSeal5 plus | laprascopic instrument | https://www.klsmartin.com/en/products/electrosurgery/vessel-sealing/marseal5-plus/ | Healthcare | Class 2a | Small Device | 2 | 8 | Resue 100% rethink 50% due to their loaning services | - | 3 | - | 4 | - | - | - | -
Tally Group | UK | Hampshire | Synchro IPC system | Increases blood flow and helps reduce the risk of deep vein thrombosis (DTV). | https://www.talleygroup.com/product/synchro-ipc-system | Healthcare | Class 2a | Small Device | 2 | 8 | Reuse 100%: good repair services and support (also platinum, gold, silver contracts), the user manual states that if the product is no longer of any use, Tally Medical can be contacted for information on collection arrangement. Rethink 50%: decontamination services and spare parts therefore the products can be shared and reused. | - | 3 | - | 4 | - | - | - | -
Kineon | USA | Atlanta | MOVE+ Pro | Enhanced light therapy device specially engineered to enhance movement and relieve knee and joint pain. Provides clinical level treatments in home environment. | https://kineon.io/products/knee-red-light-therapy-device | Home | Class 2a | Small Device | 2 | 8 | Rethink 50%: Designed for use across multiple joints. Reuse 100%: USB-C charging | - | 3 | - | 4 | - | - | - | -
Medtronic | Ireland | Dublin | EleVision™ IR-platform | visualization and assessment of tissue perfusion for various procedures | https://www.medtronic.com/covidien/nl-nl/products/visualization-solutions/elevision-ir-platform.html | Healthcare | Class 2a | Large Device | 2 | 8 | Rethink 50% (combine multiple function). Reuse 100%: repair available. | - | 3 | - | 4 | - | - | - | -
Independence Gear | Norway | Oslo | Spectrum | Assists with the checking of skin when lack of mobility is an issue | https://en.ingear.no/spectum | Both | Class 1 | Small Device | 2 | 8 | Rethink 50% rental service reuse 100% repairs are given to the device when it is handed in again | - | 3 | - | 4 | - | - | - | -
GE Healthcare | USA | Chicago, Illinois | Vivid E95 | Ultrasound with an intuitive interface and FlexiZoom that allows flexible, quick and easy visualization of the structures of interest. | https://www.gehealthcare.com/courses/vivid-e95-cardiac-ultrasound | Healthcare | Class 2a | Large Device | 2 | 8 | Reuse 100%: have accessories, parts, maintenance packages and specialized technical assistance, Rethink 50%: because of the shared services: comprehensive portfolio of transducer that is well suited for a wide variety of shared service uses. | - | 3 | - | 4 | - | - | - | -
Tally Group | UK | Hampshire | Venturi Mino | Controlled NPWT to expedite wound healing and assist wound closure for on the move treatment. | https://www.talleygroup.com/product/venturi-mino | Home | Class 2a | Small Device | 2 | 8 | Reuse 100%: good repair services and support (also platinum, gold, silver contracts), the user manual states that if the product is no longer of any use, Tally Medical can be contacted for information on collection arrangement. Rethink 50%: decontamination services and spare parts therefore the products can be shared and reused. | - | 3 | - | 4 | - | - | - | -
Tally Group | UK | Hampshire | Attivo seating systems | Mobile pressure area care in a cushion for prevention and management of pressure ulcers. | https://www.talleygroup.com/product/attivo-seating-systems | Both | Class 2a | Small Device | 2 | 8 | Reuse 100%: good repair services and support (also platinum, gold, silver contracts), the user manual states that if the product is no longer of any use, Tally Medical can be contacted for information on collection arrangement. Rethink 50%: decontamination services and spare parts therefore the products can be shared and reused. | - | 3 | - | 4 | - | - | - | -
Corpuls | The Netherlands | Hellevoetsluis | CorpulsCPR | Chest compression device | https://corpuls.nl/corpuls-cpr/ | Healthcare | Class 3 | Medium Device | 2 | 8 | Reuse 100%: The corpuls cpr compression stamps are easy to disinfect and can be used several times. They offer maintenance and repair service. Rethink 50%: the compression stamps are available in two sizes, making the device usable for more patients | - | 3 | - | 4 | - | - | - | -
Tally Group | UK | Hampshire | Quattro Plus mattress system | Therapy mattress to help reduces pressure ulcer incidence | https://www.talleygroup.com/medias/documents/Poster-Presentation-handout---Raising-the-bar-for-CE-marking...-(Richard-Forder)-11.17-5-1510246374.pdf | Both | Class 2a | Medium Device | 2 | 8 | Reuse 100%: good repair services and support (also platinum, gold, silver contracts), the user manual states that if the product is no longer of any use, Tally Medical can be contacted for information on collection arrangement. Rethink 50%: decontamination services and spare parts therefore the products can be shared and reused. | - | 3 | - | 4 | - | - | - | -
Tally Group | UK | Hampshire | Venturi Avanti | Controlled NPWT to expedite wound healing and assist wound closure. Ideal for a wide range of wound types and uses controlled negative pressure to expedite wound healing and assist wound management. | https://www.talleygroup.com/product/venturi-avanti | Both | Class 2a | Medium Device | 2 | 8 | Reuse 100%: good repair services and support (also platinum, gold, silver contracts), the user manual states that if the product is no longer of any use, Tally Medical can be contacted for information on collection arrangement. Rethink 50%: decontamination services and spare parts therefore the products can be shared and reused. | - | 3 | - | 4 | - | - | - | -
Univen | Brazil | Parana | Pegasus Mobile X-Ray | Mobile X-ray | https://www.univen.com.br/produto/raio-x-movel-pegaso/ | Healthcare | Class 2b | Medium Device | 2 | 8 | Reuse 100%: have accessories, parts, maintenance packages and specialized technical assistance, Rethink 50% mobile x-ray that makes the usage of an x-ray device more accessible | - | 3 | - | 4 | - | - | - | -
Elekta | Sweden | Stockholm | Elekta Infinity™ | Radiotherapy , multifunctional and provides the freedom to tailor your solution to your clinical needs. | https://www.elekta.com/products/radiation-therapy/infinity/ | Healthcare | Class 2b | Large Device | 2 | 8 | Reuse 100% device can be reused + garanty services, not clear mentiond repair, but they offer local availability of crucial spare parts and 95% of field replaceable spare parts shipped within 24h. Rethink 50% it provides the freedom to tailor it tto different clinical needs | - | 3 | - | 4 | - | - | - | -
Mindray | China | Shenzhen | Benevision N1 | Handheld patient monitor | https://www.mindray.com/en/products/patient-monitoring/continuous-patient-monitoring/benevision-n1 | Healthcare | Class 2b | Small Device | 2 | 8 | Reuse 100%. Rethink 50%: due to the monitor being able to be used in multiple situations. | - | 3 | - | 4 | - | - | - | -
Shenzhen Browiner Tech | China | Shenzhen | MobileGenius | Mobile X-ray machine | https://www.browiner.com/mobile-X-ray/mobilegeniusmobileX-ray.html | Healthcare | Class 2b | Large Device | 2 | 8 | Reuse 100. Rethink 50% as it is mobile and can thus be used more intensely compared to a fixed X-ray | - | 3 | - | 4 | - | - | - | -
Shenzhen Browiner Tech | China | Shenzhen | CompaX 500 | Mobile C-arm | https://www.browiner.com/mobile-c-arm/compax-500.html | Healthcare | Class 2b | Large Device | 2 | 8 | Reuse 100% and rethink 50% as it is mobile and can thus be used more intensely compared to a fixed X-ray | - | 3 | - | 4 | - | - | - | -
FujiFilm | Japan | Tokyo | Portable X-ray Unit FDR Xair | Portable X-ray | https://www.fujifilm.com/nl/en/healthcare/x-ray/portable-x-ray/fdr-xair | Healthcare | Class 2b | Small Device | 2 | 8 | Reuse 100%, Rethink 50%: more efficient since it is portable and can be used in out-of-hospital settings. | - | 3 | - | 4 | - | - | - | -
Stryker | USA | Kalamazoo | Neptune 3 | Waste Management System | https://surgicaltechnologies.stryker.com/neptune-3/?gclid=Cj0KCQjw8e-gBhD0ARIsAJiDsaUGtXJLH6dEDemZlNS5VleYO__7jrlDDrXBgn8gBZP9zN2-P2rzh7EaAkStEALw_wcB | Healthcare | Class 2a | Large Device | 2 | 7.5 | Reduce 50% eliminates the use of single use storage bags for hazardous waste. reuse 100% is reusable and has repairservices included | - | - | 2.5 | 4 | - | - | - | -
EchoNous | USA | Redmond, Washington | Kosmos Ultraportable Ultrasound | Ultrasound machine | https://echonous.com/product/kosmos-ultraportable-ultrasound/ | Healthcare | Class 2a | Small Device | 2 | 7.5 | Reduce 50%: uses much less material than traditional screening devices. 100% reuse: is reusable and 5 year warranty. | - | - | 2.5 | 4 | - | - | - | -
Arthrex | USA | Naples, Florida | Synergy camera heads | Camera head for surgical endoscopy | https://www.arthrex.com/imaging-resection/cameras | Healthcare | Class 2a | Small Device | 2 | 7.5 | Reuse 100%: designed for reuse with 7 year warranty. Reduce 50%: company uses green electricity (https://www.arthrex.com/search?q=green%20electricity) | - | - | 2.5 | 4 | - | - | - | -
Micro X | Australia | Tonsley | Rover DR Mobile System | Mobile X ray machine | https://rover.micro-x.com/?_ga=2.204455056.1810003933.1677838894-2108668649.1677838894&_gl=1%2At4dxg1%2A_ga%2AMjEwODY2ODY0OS4xNjc3ODM4ODk0%2A_ga_M4G3CJ324B%2AMTY3NzgzODg5My4xLjEuMTY3NzgzODk2MS4wLjAuMA.. | Healthcare | Class 2b | Large Device | 2 | 7.5 | Reuse 100%: offers repair service and the device is reusable Reduce 50%: uses less energy that comparable devices with the same functon | - | - | 2.5 | 4 | - | - | - | -
Compumedics | Australia | Victoria | Orion Lifespan MEG | MEG machine | https://www.compumedics.com.au/en/products/orionlifespanmeg/ | Healthcare | Class 2b | Large Device | 3 | 7.5 | has not been cleared in the EU, reuse 50%,rethink 50%, recycle 50% as it is reusable and has two MEG systems in one MEG machie, uses helium recycling to minimize loss of helium | - | 3 | - | 2 | - | - | 0.5 | -
Philips | The Netherlands | Eindhoven | Philips ultrasound probe (All) | Ultrasound probe | https://www.usa.philips.com/healthcare/services/maintenance-services/ultrasound-transducer-maintenance | Healthcare | Class 2a | Small Device | 2 | 6.5 | Reuse 100%: extensive repair and maintenance services. Remanufacture 50%: seems to be reman, (but is a bit unclear in terminology) | - | - | - | 4 | 1.5 | - | - | -
Vivalink | USA | Campbell, Californië | Wearable Blood Pressure Cuff | The wearable blood pressure cuff enables multiple systolic and diastolic measurements throughout the entire day. | https://www.vivalink.com/wearable-blood-pressure-cuff | Both | Class 2b | Small Device | 2 | 6.5 | Reuse 100%: they offer repair services. Remanufacture 50%: they (1) using new or refurbished parts to repair the Product, (2) replace the Product with a new or refurbished Product, or (3) refund the original purchase price. | - | - | - | 4 | 1.5 | - | - | -
Niramai Health Analytix | India | Bengalore | Thermalytix | Breast screening device | https://www.niramai.com/https-yourstory-com-2021-04-healthtech-startup-niramai-set-expand-global-markets/ | Healthcare | Class 2a | Medium Device | 2 | 6.5 | Refuse 50%: reduces the need for conventional mammographs. Reuse 50%: is reusable but has no repair services mentioned on the website. | 3.5 | - | - | 2 | - | - | - | -
Oculaudio | Norway | Unknown | Oculaudio | Glasses that work has hearing aids. You select what you want to hear | https://oculaudio.com/product/ | Home | Class 2a | Small Device | 2 | 6.5 | has not been brought to market yet. Refuse 50%: removes the need for hearing aids in addition. Reuse 50%: is reusable but does not have a reperation service attached to it. | 3.5 | - | - | 2 | - | - | - | -
Youkey | China | Guangdong | Q7 | Handheld ultrasound machine | https://www.youkeymedical.com/ | Healthcare | Class 2a | Small Device | 2 | 6.5 | refuse 50%: the detachable head eliminates the need for multiple probes. Reuse 50%: no repair services were mentioned | 3.5 | - | - | 2 | - | - | - | -
Magstim | UK | Whitland | Horizon 3.0 | TMS therapy, a non-invasive brain stimulation. | https://www.magstim.com/us-en/horizon-3/ | Healthcare | Class 3 | Large Device | 2 | 6.5 | Reuse 50%: device can be reused, but no repair services are mentioned. Refuse 50%: since it is a non-invasive brain stimulation. Can make the invasive brain stimulation less needed. (Class III https://www.brainstimjrnl.com/article/S1935-861X(23)01698-4/fulltext) | 3.5 | - | - | 2 | - | - | - | -
Abilia | Sweden | Stockholm | MEMO Dayboard | A planning screen that gives a visual overview of the day to understand time and time quantity. Comes in L, M and S | https://www.abilia.com/nb/our-products/kognisjon-tid-og-planleggning/kalender-og-hukommelse/memo-dayboard | Home | Class 1 | Medium Device | 2 | 6 | Reuse 100% : they have repair services, give instructions on how to recycle it and is reusable | - | - | - | 4 | - | - | 1 | -
Abilia | Sweden | Stockholm | Emfit epilepsialarm- stasjonær | Stationaire alarm that sends out signals if a person is having a tonic-clonic epileptic seasure. | https://www.abilia.com/nb/our-products/varsling/epilepsi/emfit-epilepsialarm-stasjonaer | Home | Class 1 | Small Device | 2 | 6 | Reuse 100% : they have repair services, give instructions on how to recycle it and is reusable | - | - | - | 4 | - | - | 1 | -
Abilia | Sweden | Stockholm | CARY Base | Is a calender clock made for people who need extra help to keep track of the day and what needs to be done | https://www.abilia.com/nb/our-products/kognisjon-tid-og-planleggning/kalender-og-hukommelse/cary-base | Home | Class 1 | Small Device | 2 | 6 | Reuse 100% : they have repair services, give instructions on how to recycle it and is reusable | - | - | - | 4 | - | - | 1 | -
Independence Gear | Norway | Oslo | Dignum | Assists during going to the toilet when lack of mibility is an issue | https://en.ingear.no/dignum | Both | Class 1 | Small Device | 2 | 6 | Reuse 100%. Recycle 50%: as they give instructions on how to recycle it properly. | - | - | - | 4 | - | - | 1 | -
Abilia | Sweden | Stockholm | Handi One G2 | Is a handheld device (looks like a phone) that provides extra help for time management and planning. | https://www.abilia.com/nb/our-products/kognisjon-tid-og-planleggning/kalender-og-hukommelse/handi-one-g2 | Home | Class 1 | Small Device | 2 | 6 | Reuse 100% : they have repair services, give instructions on how to recycle it and is reusable | - | - | - | 4 | - | - | 1 | -
Abilia | Sweden | Stockholm | Emfit Safebed | A "non attendance" alarm that detects if a person leaves their bed and does not return after a certain amount of time. | https://www.abilia.com/nb/our-products/varsling/tilsynsalarm/emfit-safebed-kontrollenhet-og-sensor | Both | Class 1 | Small Device | 2 | 6 | Reuse 100% : they have repair services, give instructions on how to recycle it and is reusable | - | - | - | 4 | - | - | 1 | -
Abilia | Sweden | Stockholm | MEMO Day | A device made to help keep track of what time of the day it is. | https://www.abilia.com/nb/our-products/kognisjon-tid-og-planleggning/kalender-og-hukommelse/memoday | Home | Class 1 | Small Device | 2 | 6 | Reuse 100% : they have repair services, give instructions on how to recycle it and is reusable | - | - | - | 4 | - | - | 1 | -
Abilia | Sweden | Stockholm | MEMO Timer | A device that makes it easier to understand the concept of time | https://www.abilia.com/nb/our-products/kognisjon-tid-og-planleggning/tid-og-klokker/memo-timer | Home | Class 1 | Small Device | 2 | 6 | Reuse 100% : they have repair services, give instructions on how to recycle it and is reusable | - | - | - | 4 | - | - | 1 | -
Vanguard | Germany | Berlin | Sonicision | Laprascopic instrument | https://www.vanguard.de/en/devices/surgical-instruments/sonicision/ | Healthcare | Class 2a | Small Device | 2 | 6 | Reuse, no repair | - | - | - | 2 | 3 | - | - | -
Vanguard | Germany | Berlin | Harmonic | Laprascopic instrument | https://www.vanguard.de/en/devices/surgical-instruments/harmonic/ | Healthcare | Class 2a | Small Device | 2 | 6 | Reuse, no repair, full product can be remanufactured twice. | - | - | - | 2 | 3 | - | - | -
Nihon Kohden | Japan | Tokyo | NKV 550 Series | Ventilator system | https://eu.nihonkohden.com/en/products/ventilation/ventilators/nkv550-series-ventilator-system.html | Healthcare | Class 2b | Medium Device | 2 | 6 | Rethink 50% can be used for multiple types of patients but I am not sure if this is the norm already for ventilators. 50% reuse | - | 3 | - | 2 | - | - | - | -
Magnamed | Brazil | São Paulo | Oxymag | Portable lung ventilator | https://www.inovacoesmagnamed.com.br/oxymag-en | Healthcare | Class 2b | Small Device | 2 | 6 | Reuse 50% since the tubes are disposable, Rethink 50% more intensive usage because the ventilator is portable | - | 3 | - | 2 | - | - | - | -
Magstim | UK | Whitland | Horizon Lite | TMS therapy, a non-invasive brain stimulation. The Horizon Lite package provides the power of a Horizon stimulator, in a lightweight package beneficial for smaller and startup clinics. | https://www.magstim.com/us-en/horizon-lite/ | Healthcare | Class 3 | Large Device | 2 | 6 | Rethink 50%: portable device. Reuse 50%: device can be reused, however it has a lifetime of 5 years. When it reach the end of their serviceable life, the Magstim Company Limited should be contacted, at the above address, to arrange for their disposal in compliance with the appropriate environmental regulations. Refuse 50%: since it is a non-invasive brain stimulation. Can make the invasive brain stimulation less needed. (Class III https://www.brainstimjrnl.com/article/S1935-861X(23)01698-4/fulltext) | - | 3 | - | 2 | - | - | - | -
Joimax | Germany | Karlsruhe | Endovapor 2 | radio frequency system | https://www.joimax.com/us/products/electronic-devices/endovapor/ | Healthcare | Class 2a | Medium Device | 2 | 6 | Rethink 50%: Use for multiple devices at the same time. Reuse 50%: but no repair services mentioned. | - | 3 | - | 2 | - | - | - | -
Layco Medical | The Netherlands | Amsterdam | Goodscope™ Video Laryngoscope | Reusable, context-specific design for Sub-Saharan Africa | https://laycomedical.com/goodscope/ | Healthcare | Class 2a | Small Device | 2 | 6 | Reuse 50%: couldnot find any repair services. Rethink 50%: specifically designed for very long term use (250 times) | - | 3 | - | 2 | - | - | - | -
SQOOM | Sweden | Stockholm | SQOOM® Lipus⁺ | Device that combines ultrasound, magnetic field and light therapies | https://sqoom-clinical.com/ | Healthcare | Class 2a | Small Device | 2 | 6 | Refuse 50%: it is not replacing other devices but it combines the effects of Light, Low Intensity Pulsed Ultrasound (LIPUS) and DC magnetic field. Reuse 50%: cannot find any repair services on their site. | - | 3 | - | 2 | - | - | - | -
Polarcool | Sweden | Lund | PolarCap® | Thermal regulating system intended for temperature reduction after brain injury. | https://www.polarcool.se/ | Home | Class 2a | Medium Device | 2 | 6 | Rethink 50% since this product can by shared by athletes in a team. Reuse 50%: the device with the fluid can be reused, silicone cap is single use, no repair services mentioned. | - | 3 | - | 2 | - | - | - | -
Rein Medical | Germany | Mönchengladbach | Clinio C | All-in-one computer | https://reinmedical.com/en/products/clinio-c | Healthcare | Class 1 | Medium Device | 2 | 6 | Rethink 50%: many different purposes. Reuse 50%: no repair services mentioned. | - | 3 | - | 2 | - | - | - | -
Mindray | China | Shenzhen | MobiEye 700 | Mobile radiography system | https://www.mindray.com/en/products/radiology/mobile-radiography/mobieye-700 | Healthcare | Class 2a | Large Device | 2 | 6 | Reuse 50% no repair service mentioned and rethink 50% mobile system | - | 3 | - | 2 | - | - | - | -
Vital Things | Norway | Trondheim | Autoskaar | Vitals monitor | https://www.vitalthings.no/autoskaar | Healthcare | Class 2b | Large Device | 2 | 5.5 | Reduce 50% :deletes the needs for stickers for monitoring but the machine is still present. Reuse 50%: is reusable but has no repair service. Has not been brought to market yet. | - | - | 2.5 | 2 | - | - | - | -
Avidicare | Sweden | Lund | Opragon 8 | Creates an environment of ultra-clean air that prevents bacteria-carrying particles in the operating room from contaminating both the surgical site and the sterile instruments. | https://www.avidicare.com/opragon/opragon-8/ | Healthcare | Class 1 | Large Device | 2 | 5.5 | Reuse 50%: no repair services are mentioned. 50% reduce, since 30% less energy than standard laminar airflow systems. Avidicare mention sustainability on there website; The world’s greenest hospital uses Opragon | - | - | 2.5 | 2 | - | - | - | -
Fukuda | Japan | Tokyo | LX 8300M | telemetry transmitter | https://fukuda.com/products/ecg-respiration-transmitter-lx-8300m/ | Healthcare | Class 2b | Small Device | 2 | 5.5 | Refduce 50% because of the compact form of the product. Reuse 50% as it is reusable | - | - | 2.5 | 2 | - | - | - | -
Breas | Sweden | Mölnlycke | Z1 Auto | Auto-cpap machine | https://www.breas.com/products/z1/z1-auto/#1468519392571-15a423dc-1d90 | Home | Class 2b | Small Device | 2 | 5.5 | Reuse 50%: no repair services mentioned, but all parts can be replaced and reused, Reduce 50%: less materials, travel size/handsize | - | - | 2.5 | 2 | - | - | - | -
Yuwell | China | Shanghai | Finger Pulse Oximeter | Oxiometer | https://www.yuwell.com/en/index.php/product/detail/318.html | Healthcare | Class 2b | Small Device | 2 | 5.5 | Reduce 50%: as it is energy efficient. Reuse 50%:as no repair services were mentioned. | - | - | 2.5 | 2 | - | - | - | -
Baxter | USA | Deerfield, Illinois | Life 2000 Ventilator | Ventilator | https://www.baxter.com/healthcare-professionals/respiratory-care/life-2000-ventilator-homecare | Both | Class 2b | Small Device | 2 | 5.5 | Reuse 50% due to no repair services. Reduce 50%: this devices uses way less material than a traditional ventilator due to its compact size. | - | - | 2.5 | 2 | - | - | - | -
Breas | Sweden | Mölnlycke | Vivo 1 | Ventilator designed for personalized and comfortable non-invasive respiratory support for non-dependent patients with chronic breathing insufficiency. | https://www.breas.com/products/vivo/vivo-1/ | Both | Class 2b | Small Device | 2 | 5.5 | Reuse 50%: no repair services mentioned. Reduce 50%: lightweight and compact what means more efficient use of materials. (classification: https://www.breas.com/wp-content/uploads/2022/06/Breas-Medical-AB-EU-QMS-Certificate-MDR-727515.pdf) | - | - | 2.5 | 2 | - | - | - | -
Breas | Sweden | Mölnlycke | NIPPY 4 | Ventilator created to maximize patient independence and mobility | https://www.breas.com/products/nippy/nippy-4/ | Both | Class 2b | Small Device | 2 | 5.5 | Reuse 50%: no repair services mentioned. Reduce 50%: lightweight and compact what means more efficient use of materials. (classification: https://www.breas.com/wp-content/uploads/2022/06/Breas-Medical-AB-EU-QMS-Certificate-MDR-727515.pdf) | - | - | 2.5 | 2 | - | - | - | -
Trivitron | India | Chennai | Nikkiso DBB 27 | Hemodialysis Machine | https://www.trivitron.com/products/renal-care/hemodialysis-machine | Healthcare | Class 2b | Medium Device | 2 | 5.5 | Reduce 50%: uses less electricity than its counterparts. Reuse 100%: is reusable and has rapir services and guides attached to it. | - | - | 2.5 | 2 | - | - | - | -
Breas | Sweden | Mölnlycke | Clearway 2 | Treatment for patients requiring airway clearance and cough assistance | https://www.breas.com/products/clearway-2/ | Both | Class 2b | Small Device | 2 | 5.5 | Reuse 50%: no repair services mentioned. Reduce 50%: lightweight and compact what means more efficient use of materials. (classification: https://www.breas.com/wp-content/uploads/2022/06/Breas-Medical-AB-EU-QMS-Certificate-MDR-727515.pdf) | - | - | 2.5 | 2 | - | - | - | -
Perimed | Sweden | Järfälla | PeriCam PSI NR | A blood perfusion imager based on the laser speckle contrast analysis (LASCA) technology, | https://www.perimed-instruments.com/content/pericam-psi-nr/ | Healthcare | Class 2b | Medium Device | 2 | 5.5 | Reuse 50%: options of separate accessories and consumables (reduce 50%), but no repair services are mentioned. | - | - | 2.5 | 2 | - | - | - | -
Philips | The Netherlands | Eindhoven | Minirite TR | Hearing aid | https://www.philips.nl/c-e/hs/hoortoestellen.html | Healthcare | Class 2a | Small Device | 2 | 5.5 | Reduce 50%: by making hearing aids rechargable (many compatitors have batteries you need to discard of). Reuse 50% | - | - | 2.5 | 2 | - | - | - | -
DePuy Synthes | USA | Raynham | Sentio MMG | Digital Nerve Assessment Technology | https://www.jnjmedtech.com/en-US/product/sentio-mmg | Healthcare | Class 3 | Small Device | 2 | 5.5 | Instead of other nerve assiting devices, no needles are required, therefore 50% reduce. Parts are not reusable, but the main part is and usage of patches, reuse 50%. | - | - | 2.5 | 2 | - | - | - | -
Welch Allyn | USA | New York | Green Series Exam Light IV | Lighting | https://www.welchallyn.com/content/welchallyn/americas/en/products/categories/medical-lighting/exam-lights/green_series_exam_light_IV/ | Healthcare | Class 1 | Small Device | 2 | 5.5 | Reduce 50%: reduces energy consumption by using LEDs. Reuse 50%: reusable but no repairs emntioned | - | - | 2.5 | 2 | - | - | - | -
Flow Neuroscience | Sweden | Malmö | Flow tDCS Headset | The Flow treatment consists of a brain stimulation headset that targets the physical root-cause of depression and a behavioural therapy app to address psychological and environmental factors | https://www.flowneuroscience.com/ | Home | Class 2a | Small Device | 2 | 5.5 | Reuse 50%: the device can be reused and the biodegradable parts are disposable. Reduce 100% efficient use of materials, de dispoable pads are made from biodegradable cellulose. | - | - | 2.5 | 2 | - | - | - | -
Needle Smart | USA | Philadelphia | NeedleSmart | NeedleSmart provides safe, sustainable, and efficient hypodermic needle disposal, streamlined workflow, and effective data management. | https://www.needlesmart.com/ | Healthcare | Class 2a | Small Device | 2 | 5.5 | Reuse 50%: no repair services are mentioned. Reduce 50%: they mention that the reduce the environmental impact of medical waste: the NeedleSmart PRO safely destroys hypodermic needles, resulting in a net capacity increase of 47-50% and a 95% reduction in carbon footprint when fully integrated. However this 95% is extremely high and it is unclear what they exactly mean by reduction in carbopn footprint. | - | - | 2.5 | 2 | - | - | - | -
Neoss | Switzerland | Zurich-Airport | NeoScan 1000 | NeoScan™ 1000 is a fast, accurate and easy-to-use intraoral scanner that provides the possibility for a flexible workflow that saves you time and money. | https://www.neoss.com/neoscan1000 | Healthcare | Class 2a | Small Device | 2 | 5.5 | Reuse 50%: could not find any repair services. Reduce 50%: They use recyclable materials in their implant systems. | - | - | 2.5 | 2 | - | - | - | -
Baxter | USA | Deerfield, Illinois | Welch Allyn RetinaVue 700 Imager | Retinal examiner | https://www.baxter.com/healthcare-professionals/primary-care/welch-allyn-retinavue-700-imager | Healthcare | Class 2a | Medium Device | 2 | 5.5 | Reduce 50%: uses much less material than traditional screening devices. 50% reuse: is reusanble but no repair services are mentioned. | - | - | 2.5 | 2 | - | - | - | -
SageTech Medical | UK | Devon | 1 | It can capture 99.9% of this waste anaesthetic, helping to reduce hospitals’ carbon footprint. | https://www.sagetechmedical.com/ https://www.sagetechmedical.com/wp-content/uploads/2023/04/SageTech-Medical-Brochure-Digital.pdf | Healthcare | Class 1 | Medium Device | 3 | 6 | New device to reduce anaesthetic used during surgery that is exhaled by patients. Reuse 50%: the capture canisters are reusable, but does not have any repair services . Renew 100%: the device uses renewable sources for its material and also tries to reduce the impact of anaesthetic gases by capturing and recycling it. Recycle 100%: it is made of durable and recyclable plastic. | - | - | - | 2 | - | - | 1 | 1
Apollo Hospitals | India | Chennai |  | repurposed hospital equipement | https://www.hospitalmanagementasia.com/tech-innovation/how-this-indian-hospital-saved-over-40000-by-repurposing-old-medical-devices/ | Healthcare | Class 2b | Large Device | 2 | 5 | Repurpose 100%: repairing old equipment for training purposes and reuse 50% | - | - | - | 2 | - | 2 | - | -
B Braun | Germany | Melsungen | Acculan 4 | Power system for surgery | https://www.bbraun.com/en/products/b1/acculan-4.html | Healthcare | Class 2a | Small Device | 1 | 4 | Reuse 100%: optimized for sterilization | - | - | - | 4 | - | - | - | -
B Braun | Germany | Melsungen | Initrac | Pneumatic holding arm for surgery | https://www.bbraun.com/en/products/b/unitrac-pneumaticholdingarm.html | Healthcare | Class 1 | Small Device | 1 | 4 | Reuse 100%: reuse + repair | - | - | - | 4 | - | - | - | -
Becton Dickinson (BD) | USA | Franklin Lakes, New Jersey | BD FACSMelody™ Cell Sorter | Cell sorting machine | https://www.bdbiosciences.com/en-nl/products/instruments/flow-cytometers/research-cell-sorters/bd-facsmelody | Healthcare | Class 1 | Medium Device | 1 | 4 | Reuse 100%: offer repair services. | - | - | - | 4 | - | - | - | -
Cochlear | Australia | Sydney | Cochlear Nucleus | Small implantable hearing aid | https://www.cochlear.com/nl/nl/home/products-and-accessories/cochlear-nucleus-system | Home | Class 3 | Small Device | 1 | 4 | Reuse 100%: the device is reusable and the company offer repair services and spare parts | - | - | - | 4 | - | - | - | -
Decon-X | Norway | Lysaker | Decon-X Prevent | Disinfects rooms | https://deconx.com/pr%C3%B8v-gratis | Healthcare | Class 1 | Large Device | 1 | 4 | Reuse 100%: uses a service model where the machine is lended out for a monthly fee. The company makes sure it is in good shape and offers repair services. | - | - | - | 4 | - | - | - | -
Cochlear | Australia | Sydney | Cochlear Baha | Hearing aid | cochlear.com | Home | Class 2a | Small Device | 1 | 4 | Reuse 100%: the device is reusable and the company offer repair services and spare parts.Only mapped to devices from this company | - | - | - | 4 | - | - | - | -
Timik medical | Sweden | Sollentuna | TriTemp | Non-contact temperature measurement | https://www.timikgroup.com/product/tritemp/ | Both | Class 2a | Small Device | 1 | 4 | Reuse 100%: repair services. | - | - | - | 4 | - | - | - | -
Omron | Japan | Kyoto | EVOLV HEM-7600T-E | Blood pressure monitor | https://www.omron-healthcare.nl/nl/bloeddrukmeters/EVOLV.html | Home | Class 2a | Small Device | 1 | 4 | Reuse 100%: offer repair services. | - | - | - | 4 | - | - | - | -
DePuy Synthes | USA | Raynham | Battery Power Line II | Battery driven bone drill/cutting system | https://www.jnjmedtech.com/en-US/product/battery-power-line-ii | Healthcare | Class 2a | Small Device | 1 | 4 | Reuse 100%: Has sterilizationable batteries so it can be fully reused. Also come with a sterilization basket. Has repair services. Only picked one product from this line | - | - | - | 4 | - | - | - | -
Medtronic | Ireland | Dublin | Sonicision™ Curved Jaw snoerloos ultrasoon dissectiesysteem | Dissection of vessels | https://www.medtronic.com/covidien/nl-nl/products/ultrasonic-dissection/sonicision-curved-jaw-ultrasonic-dissection-system.html | Healthcare | Class 2a | Small Device | 1 | 4 | Reuse 100%: designed for easy and effective sterilization | - | - | - | 4 | - | - | - | -
Qardio | USA | San Francisco, California | Qardio Arm | Blood pressure monitor | https://www.qardio.com/nl/qardioarm-blood-pressure-monitor-iphone-android/ | Home | Class 2a | Small Device | 1 | 4 | Reuse 100%: offer repair service. | - | - | - | 4 | - | - | - | -
Olympus | Japan | Tokyo | CF-EZ1500DL/I | Video Colonoscope | https://www.olympus-europa.com/medical/en/Products-and-Solutions/Products/Gastroenterology/Colonoscopes.html | Healthcare | Class 2a | Small Device | 1 | 4 | Reuse 100%: repairs are offered i am assuming this device is autoclavable | - | - | - | 4 | - | - | - | -
Tunstall Healthcare | UK | Yorkshire | Tunstall Gem4 | Mobile personal Alarm | https://www.tunstallhealthcare.com.au/tunstall-gem4 | Both | Class 1 | Small Device | 1 | 4 | Reuse 100%: offers repairs for service fee | - | - | - | 4 | - | - | - | -
DePuy Synthes | USA | Raynham | The Vapr Vue Radiofrequency Electrode System | Ablation tool | https://www.jnjmedtech.com/en-US/product/vapr-vue-radiofrequency-electrode-system | Healthcare | Class 3 | Medium Device | 1 | 4 | Reuse 100%: is reusable and has repair sevices | - | - | - | 4 | - | - | - | -
Olympus | Japan | Tokyo | LTF-190-10-3D | Videoscope for laprascopic surgery | https://www.olympus-europa.com/medical/en/Products-and-Solutions/Products/General-Surgery/Laparoscopes.html | Healthcare | Class 2a | Small Device | 1 | 4 | Reuse 100%: repairs are offered i am assuming this device is autoclavable | - | - | - | 4 | - | - | - | -
Karl Storz | Germany | Tuttlingen | C-MAC® HD | Video laryngoscope | https://www.karlstorz.com/de/en/product-detail-page.htm?productID=1000111745&cat=1000105428 | Healthcare | Class 1 | Small Device | 1 | 4 | Reuse 100%: is validated for all standard reprocessing methods up to 93°C, offer repair services. | - | - | - | 4 | - | - | - | -
Karl Storz | Germany | Tuttlingen | VITOM® 3D | It provides many surgical disciplines with a solution for the visualization of microsurgical and open surgical interventions. | https://www.karlstorz.com/gb/en/spine-surgery.htm?d=HM | Healthcare | Class 1 | Medium Device | 1 | 4 | Reuse 100%: offer repair services. | - | - | - | 4 | - | - | - | -
Karl Storz | Germany | Tuttlingen | C-MAC® VS | Intubation endoscope | https://www.karlstorz.com/de/en/product-detail-page.htm?productID=1000065147&cat=1000104650 | Healthcare | Class 1 | Small Device | 1 | 4 | Reuse 100%: is validated for reprocessing methods up to 65°C, offer repair services. | - | - | - | 4 | - | - | - | -
Starkey | USA | Eden Prairie, Minnesota | Livio | Hearing aid, connected to a smarthphone. | https://www.starkey.nl/hoortoestellen/livio-smartphone-compatible-hoortoestellen | Home | Class 2a | Small Device | 1 | 4 | Reuse 100%: warranty coverage and repair service. | - | - | - | 4 | - | - | - | -
Trivitron | India | Chennai | iOxy Plus | Oxygen concentrator | https://www.trivitron.com/uploads/brochure/16195305632Oxyplus.pdf | Healthcare | Class 2a | Small Device | 1 | 4 | Reuse 100%: Is reusable and has repair services | - | - | - | 4 | - | - | - | -
Tunstall Healthcare | UK | Yorkshire | Smartfall Blue Fall Pendant | Fall detection item | https://www.tunstallhealthcare.com.au/fall-detector-pendants | Both | Class 1 | Small Device | 1 | 4 | Reuse 100%: offers repairs for service fee | - | - | - | 4 | - | - | - | -
Zoll | UK | Chelmsford | Zoll Autopulse | CPR system automatically performs high-quality CPR on people in sudden cardiac arrest. | https://www.zoll.com/nl/products/automated-cpr/autopulse-for-ems | Healthcare | Class 3 | Medium Device | 1 | 4 | Reuse 100% can be cleaned, offers repairs and preventive maintenance for all ZOLL devices. | - | - | - | 4 | - | - | - | -
Biosense Webster | USA | Irvine, Californië | Carto 3 System | 3d mapping system | https://www.jnjmedtech.com/en-US/product/carto-3-system | Healthcare | Class 2a | Large Device | 1 | 4 | Reuse 100% : is reusable and the company provides servicing | - | - | - | 4 | - | - | - | -
DePuy Synthes | USA | Raynham | Velys | Robotic assistant during orthopaedic surgery | https://www.jnjmedtech.com/en-US/products/digital-surgery/velys-robotic-assisted-solution | Healthcare | Class 2a | Large Device | 1 | 4 | Reuse 100%: is reusable and has repair sevices | - | - | - | 4 | - | - | - | -
Mindray | China | Shenzhen | DC-40 | Diagnostic Ultrasound system | https://www.mindray.com/en/products/ultrasound/women-health/dc-40 | Healthcare | Class 2a | Large Device | 1 | 4 | Reuse 100% | - | - | - | 4 | - | - | - | -
Becton Dickinson (BD) | USA | Franklin Lakes, New Jersey | BD Alaris™ CC Plus syringe pump | Syringe pump | https://www.bd.com/en-uk/offerings/capabilities/infusion-therapy/infusion-system-devices/bd-alaris-plus-platform/bd-alaris-cc-plus-syringe-pump-with-guardrails | Healthcare | Class 2a | Medium Device | 1 | 4 | Reuse 100%: offer repair services. | - | - | - | 4 | - | - | - | -
Siemens Healthineers | Germany | Erlangen | Atellica Solution Immunoassay and Clinical Chemistry Analyzer | Integrated chemical and immunological instrument for lab testing | https://www.siemens-healthineers.com/no/integrated-chemistry/systems/atellica-solution-analyzers | Healthcare | Class 2a | Large Device | 1 | 4 | Reuse 100%. Only took one product out of this product group | - | - | - | 4 | - | - | - | -
Terumo | Japan | Tokyo | CATSmart Continous Autotansfusion System | Blood transfusion device | https://www.terumocv.com/products/ProductDetail.aspx?groupId=2&familyID=894&country=1 | Healthcare | Class 2a | Large Device | 1 | 4 | Reuse 100% | - | - | - | 4 | - | - | - | -
Kinetec | UK | Aldershot | Maestra | For post-operative rehabilitation and provides a solution for very hand and wrist pathology | https://www.kinetecuk.com/shop/cpm-active/hand-wrist-cpms/kinetec-maestra/ | Healthcare | Class 2a | Medium Device | 1 | 4 | Reuse 100%: assuming the support pads are washable, offers solutions for the support, service and repair of our full range of Kinetec equipment. | - | - | - | 4 | - | - | - | -
Terumo | Japan | Tokyo | Advanced Perfusion system | Heart Lung machine | https://www.terumocv.com/products/ProductDetail.aspx?groupId=1&familyID=35&country=1 | Healthcare | Class 3 | Large Device | 1 | 4 | Reuse 100% | - | - | - | 4 | - | - | - | -
Medela | Switzerland | Baar | Dominant Flex | Suction pump for general surgery, liposuction, endoscopy, wound drainage and any other application where a reliable and precise suction source is needed. | https://www.medelahealthcare.com/en/solutions/professional-vacuum-solutions/surgical-airway-suction/dominant-flex-and-basic-suction-pumps | Healthcare | Class 2a | Medium Device | 1 | 4 | Reuse 100%: the device is reuable and easy to clean. Repair service (https://www.medela.co.uk/company/services/warranty). They have a Reusable Collection System (RCS), these canisters are made of unbreakable poysulfone, suitable for all normal disinfection and steralization processes. | - | - | - | 4 | - | - | - | -
Nanosonics | Australia | Sydney | Trophon 2 | Ultrasound probe disinfection device | https://www.nanosonics.com.au/products/trophon-2 | Healthcare | Class 2a | Medium Device | 1 | 4 | Reuse 100%: enables the reuse of probes and prevent probesleeves. The machine is resuable (reuse)but no repair was mentioned. By using the machine there will be less of a carbon footprint since probe sleeves arent needed. | - | - | - | 4 | - | - | - | -
Tunstall Healthcare | UK | Yorkshire | Vibby Fall Detection bracelet | Fall detection item | https://www.tunstallhealthcare.com.au/fall-detector-pendants | Both | Class 1 | Small Device | 1 | 4 | Reuse 100%: offers repairs for service fee | - | - | - | 4 | - | - | - | -
Olympus | Japan | Tokyo | Orbeye 4kK 3D Orbital Camera System | Visualisation system for neurosurgery | https://mdc.olympus.eu/asset/084438885177/4292c1bd125ee5aea3c76ffddd09c2e3?content-disposition=inline | Healthcare | Class 1 | Large Device | 1 | 4 | Reuse 100%: repairs are offered | - | - | - | 4 | - | - | - | -
Open Bionics | UK | Bristol | Hero Arm | Advanced, lightweight, 3D printed bionic arm, with multi-grip functionality and empowering aesthetics. | https://openbionics.com/en/hero-arm-overview/ | Healthcare | Class 1 | Medium Device | 1 | 4 | Reuse 100% (medically certified and FDA registered Class 1 medical device.) arrange for repair or replacement. | - | - | - | 4 | - | - | - | -
Vitalcare | Australia | Lane Cove, New South Wales | Daisy neck and wrist buttons | Wearable alarm button connected to IoT | https://www.vitalcare.com.au/pendants-and-wrist-buttons/ | Home | Class 1 | Small Device | 1 | 4 | Reuse 100%: is reusable and the company offers repairs | - | - | - | 4 | - | - | - | -
Russer | Brazil | Indaiatuba | MCCAM HD | A compact and exceptionally versatile system suitable for all rigid and fiber optic endoscopes. | https://www.russer.com/laparoscopia | Healthcare | Class 2a | Medium Device | 1 | 4 | Reuse 100%: Maintenance and repair services, can offer the best solution and costs in equipment repair. Complete technical assistance. | - | - | - | 4 | - | - | - | -
Trivitron | India | Chennai | SonoRad V9 | Color doppler | https://www.trivitron.com/products/ultrasound/color-dopplers/sonorad-v9 | Healthcare | Class 2a | Large Device | 1 | 4 | Reuse 100%: Is reusable and has repair services | - | - | - | 4 | - | - | - | -
Becton Dickinson (BD) | USA | Franklin Lakes, New Jersey | Facilimix™ | Designed to eliminate syringe push/pull motions. Intuitive to use, as the device mimics syringe motion, it enables to withdraw and inject compound with one finger. | https://www.bd.com/en-uk/offerings/capabilities/hazardous-drug-safety/facilimix-compounding-solution/facilimix-compounding-device | Healthcare | Class 1 | Small Device | 1 | 4 | Reuse 100% | - | - | - | 4 | - | - | - | -
Inspiration healthcare group | UK | Crawley | Micrel Rythmic Evoluation Yellow | An ambulatory infusion pump that prioritises safety, reliability, and comfort for both patients and health care professionals (HCPs). | https://inspirationhealthcaregroup.com/product/micrel-rythmic-evolution-yellow-2/ | Both | Class 2b | Small Device | 1 | 4 | Reuse 100%: the device can be reused, and they have repair services. | - | - | - | 4 | - | - | - | -
Seer Medical | Australia | Melbourne | Seer Sense | Home EEG for diagnosing epilepsy | https://seermedical.com/seer-home/ | Both | Class 2b | Small Device | 1 | 4 | Reuse 100%: I am assuming the electrodes have to be replaced after every use as no other information is listed | - | - | - | 4 | - | - | - | -
C-rad | Sweden | Uppsala | Catalyst | Revolutionary solution for Surface Image Guided Radiation Therapy (SGRT) | https://c-rad.com/products/catalyst/ | Healthcare | Class 2b | Large Device | 1 | 4 | Reuse 100%: they have repair services, they provide 4 different service contracts that includes repair. | - | - | - | 4 | - | - | - | -
C-rad | Sweden | Uppsala | Catalyst PT | Advanced solution for Particle Therapy | https://c-rad.com/products/catalyst-pt/ | Healthcare | Class 2b | Large Device | 1 | 4 | Reuse 100%: they have repair services, they provide 4 different service contracts that includes repair. | - | - | - | 4 | - | - | - | -
Elekta | Sweden | Stockholm | Elekta Unity | Elekta Unity provides visualization of the tumor and surrounding healthy tissue with unparalleled soft tissue contrast. Magnetic resonance radiation therapy (MR/RT) | https://www.elekta.com/products/radiation-therapy/ | Healthcare | Class 2b | Large Device | 1 | 4 | Reuse 100% device can be reused + garanty services, not clear mentiond repair, but they offer local availability of crucial spare parts and 95% of field replaceable spare parts shipped within 24h. | - | - | - | 4 | - | - | - | -
Cardiolline | Italy | Trento | Walk200b ABPM | Ambulatory ABPM (blood pressure measurement) recorder based on oscillometric method able to monitor the patient for 24 hours or more. | https://cardioline.com/en/product-details-walk200b/ | Healthcare | Class 2b | Small Device | 1 | 4 | Reuse 100%: and different cuff sizes. Offer repair service. | - | - | - | 4 | - | - | - | -
Getinge | Sweden | Göteborg | NICCI Technology | Provides continuous and noninvasive hemodynamic insights. (Advanced Hemodynamic Monitoring) | https://www.getinge.com/int/products/nicci-technology/ | Healthcare | Class 2b | Small Device | 1 | 4 | Reuse 100%: original spare parts to ensure performance, preventive maintenance with uptime assurance. | - | - | - | 4 | - | - | - | -
Getinge | Sweden | Göteborg | LiMON Technology | Non-invasive measurement of liver function and splanchnic perfusion monitoring | https://www.getinge.com/int/products/limon-technology/?tab=2 | Healthcare | Class 2b | Small Device | 1 | 4 | Reuse 100%: easy to clean, original spare parts to ensure performance, preventive maintenance with uptime assurance. | - | - | - | 4 | - | - | - | -
Elekta | Sweden | Stockholm | Versa HD™ | Brain metastases solution, High-Definition Dynamic Radiosurgery (HDRS) | https://www.elekta.com/products/radiation-therapy/versa-hd/#slide1 | Healthcare | Class 2b | Large Device | 1 | 4 | Reuse 100% device can be reused + garanty services, not clear mentiond repair, but they offer local availability of crucial spare parts and 95% of field replaceable spare parts shipped within 24h. | - | - | - | 4 | - | - | - | -
GE Healthcare | USA | Chicago, Illinois | OEC One CFD | Surgical imaging tool/ mobile C arm | https://www.gehealthcare.co.uk/products/surgical-imaging/oec-one-cfd | Healthcare | Class 2b | Large Device | 1 | 4 | Reuse 100%: is reusable endlessly and also has repair services | - | - | - | 4 | - | - | - | -
GE Healthcare | USA | Chicago, Illinois | Carescape R860 Ventilator | Ventilator support | https://www.gehealthcare.co.uk/products/ventilators/carescape-r860 | Healthcare | Class 2b | Large Device | 1 | 4 | Reuse 100% | - | - | - | 4 | - | - | - | -
Ebram | Brazil | São Paulo | EB 5500 5 partes | Hematological analyzer | http://www.ebram.com/eb5500.html | Healthcare | Class 2b | Medium Device | 1 | 4 | Reuse 100%: they mentioning the maintanace, "Automatic maintenance via software in editable periods. Self diagnostic, free of daily maintenance. Automatic cleaning every 100 tests and at shutdown." | - | - | - | 4 | - | - | - | -
Getinge | Sweden | Göteborg | Servo-n Neonatal Ventilator | Respiratory support with just one device for neonates | https://www.getinge.com/int/products/servo-n-neonatal-ventilator/ | Healthcare | Class 2b | Medium Device | 1 | 4 | Reuse 100%: original spare parts to ensure performance, preventive maintenance with uptime assurance. | - | - | - | 4 | - | - | - | -
RaySafe | Sweden | Billdal | RaySafe X2 | An X-ray test device that provides accurate measurements. | https://www.raysafe.com/products/x-ray-test-equipment/raysafe-x2 | Healthcare | Class 2b | Small Device | 1 | 4 | Reuse 100%: service programs that include repair service. | - | - | - | 4 | - | - | - | -
Getinge | Sweden | Göteborg | Rotaflow II System | Extracorporeal life support (ECLS) system that gives you the flexibility you need to provide quality patient care | https://www.getinge.com/int/products/rotaflow-2-system/?tab=1 | Healthcare | Class 2b | Medium Device | 1 | 4 | Reuse 100% Rotaflow II offers a more sustainable and consumption-controlled replacement of batteries by the customer. Original spare parts to ensure performance, preventive maintenance with uptime assurance. | - | - | - | 4 | - | - | - | -
Microtech Group | UK | Kilmarnock | HomePod | To monitor and manage their own health from the comfort and safety of their own homes. | https://www.microtech-group.co.uk/health/telemonitoring/homepod/ | Home | Class 2b | Small Device | 1 | 4 | Reuse 100%: device is completly reusable, offer maintenace support. | - | - | - | 4 | - | - | - | -
Qardio | USA | San Francisco, California | QardioCore | Wearable electrocardiogram (ECG) monitor. | https://www.qardio.com/nl/qardiocore-wearable-ecg-ekg-monitor-iphone/ | Home | Class 2b | Small Device | 1 | 4 | Reuse 100%: offer repair service. | - | - | - | 4 | - | - | - | -
GE Healthcare | USA | Chicago, Illinois | Giraffe Incubator Carestation | Incubator for babies | https://www.gehealthcare.co.uk/products/maternal-infant-care/giraffe-incubator-carestation | Healthcare | Class 2b | Large Device | 1 | 4 | Reuse 100% | - | - | - | 4 | - | - | - | -
Hexoskin | USA | Montreal, Canada, | Hexoskin | Smart chlothing for remote monitoring of vital signs | https://www.hexoskin.com/ | Both | Class 2b | Medium Device | 1 | 4 | Reuse 100%: offer repair service, is washable when removing the reusable data recorder Hexoskin device. Remanudacture is possible since the Hexoskin device can be reused in new clothes, but they doesn´t mention this. | - | - | - | 4 | - | - | - | -
Inspiration healthcare group | UK | Crawley | The SLE6000N | The SLE6000 is a full specification NICU Infant care ventilation system, compact in design if offer conventional modes with additional options for non-invasive ventilation (NIV), high frequency oscillation ventilation (HFOV) and high flow oxygen therapy. | https://inspirationhealthcaregroup.com/product/sle6000-infant-ventilator-non-invasive-niv/ | Healthcare | Class 2b | Medium Device | 1 | 4 | Reuse 100%: the device can be reused, and they have repair services. | - | - | - | 4 | - | - | - | -
Mindray | China | Shenzhen | SV300 Pro | Ventilator | https://www.mindray.com/en/products/ventilators/sv300-pro | Healthcare | Class 2b | Medium Device | 1 | 4 | Reuse 100% | - | - | - | 4 | - | - | - | -
Timik medical | Sweden | Sollentuna | SenTec | Provides continuous and non-invasive real-time monitoring of ventilation (tcPCO2), oxygenation (tcPO2) and Heating Power (HP) for neonatal patients | https://www.timikgroup.com/product/sentec/ | Healthcare | Class 2b | Medium Device | 1 | 4 | Reuse 100%: repair services, also the sensors are reusable and waterproof. | - | - | - | 4 | - | - | - | -
GE Healthcare | USA | Chicago, Illinois | Panda Warmer ResusView | ECG monitor | https://www.gehealthcare.co.uk/products/perinatal-care/warmers/panda-warmer-resusview | Healthcare | Class 2b | Large Device | 1 | 4 | Reuse 100% | - | - | - | 4 | - | - | - | -
Getinge | Sweden | Göteborg | HL 40 Heart-Lung Machine | Redundant safety system to treat high-risk patients during cardiopulmonary bypass. | https://www.getinge.com/int/products/hl-40-heart-lung-machine/ | Healthcare | Class 2b | Large Device | 1 | 4 | Reuse 100% the machine can be reused, however I assume that a lot of wires are needed that may be disposable. Original spare parts to ensure performance, preventive maintenance with uptime assurance. | - | - | - | 4 | - | - | - | -
Microtech Group | UK | Kilmarnock | SurgeryPod | Patient self-monitoring. Accurately records patient data and takes health reading before any face-to face appointment. | https://www.microtech-group.co.uk/health/telemonitoring/surgerypod/ | Healthcare | Class 2b | Large Device | 1 | 4 | Reuse 100%: device is completly reusable, offer maintenace support. | - | - | - | 4 | - | - | - | -
Shenzhen Browiner Tech | China | Shenzhen | YW-F-3000 U-arm DR | Digital X-ray system | https://docs.google.com/spreadsheets/d/1p7a6QrOqNyGsnF_odhDnBxNCkgy0DGDnStGRGAe988g/edit#gid=635028081 | Healthcare | Class 2b | Large Device | 1 | 4 | Reuse 100% | - | - | - | 4 | - | - | - | -
Siemens Healthineers | Germany | Erlangen | SOMATOM ON.site | Mobile Head CT | https://www.siemens-healthineers.com/no/computed-tomography | Healthcare | Class 2b | Large Device | 1 | 4 | Reuse 100% | - | - | - | 4 | - | - | - | -
Siemens Healthineers | Germany | Erlangen | Mobilett Elara Max | Mobile Radiography systems | https://www.siemens-healthineers.com/no/radiography/mobile-x-ray/mobilett-elara-max | Healthcare | Class 2b | Large Device | 1 | 4 | Reuse 100%: only took one product out of this product group | - | - | - | 4 | - | - | - | -
Trivitron | India | Chennai | eVolution 3e | Ventilator | https://www.trivitron.com/products/ventilators/ventilator-systems/evolution-3e | Healthcare | Class 2b | Large Device | 1 | 4 | Reuse 100%: Is reusable and has repair services | - | - | - | 4 | - | - | - | -
Trivitron | India | Chennai | Kiran Felicia | Mammography | https://www.kiranxray.com/products/digital-mammography/kiran-felicia | Healthcare | Class 2b | Large Device | 1 | 4 | Reuse 100%: Is reusable and has repair services | - | - | - | 4 | - | - | - | -
Trivitron | India | Chennai | Flat Panel based Digital C-arm | C-arm | https://www.trivitron.com/products/radiography-c-arm-systems/c-arm/flat-panel-based-digital-c-arm | Healthcare | Class 2b | Large Device | 1 | 4 | Reuse 100%: Is reusable and has repair services | - | - | - | 4 | - | - | - | -
Trivitron | India | Chennai | Multicare Platinum breast biopsy | Mammography using X+ray | https://www.trivitron.com/products/breast-biopsy-system/multicare-platinum-prone-breast-biopsy-table | Healthcare | Class 2b | Large Device | 1 | 4 | Reuse 100%: Is reusable and has repair services | - | - | - | 4 | - | - | - | -
Univen | Brazil | Parana | HF 500M | High Frequency Radiological Set | https://www.univen.com.br/produto/raio-x-fixo-hf-500m/#interesse | Healthcare | Class 2b | Large Device | 1 | 4 | Reuse 100%: designed for long life and continuous operation, they have accessories, parts, maintenance packages and specialized technical assistance | - | - | - | 4 | - | - | - | -
Univen | Brazil | Parana | Amulet Innovality | Device focused on tomosynthesis exams, 3D mammography and biopsy. | https://www.univen.com.br/produto/amullet-innovality/ | Healthcare | Class 2b | Large Device | 1 | 4 | Reuse 100%: have accessories, parts, maintenance packages and specialized technical assistance. | - | - | - | 4 | - | - | - | -
Listen AS | Norway | Oslo | Mobile Ears | App that amplefies sounds around you, eliminating the use of hearing aids | https://download.cnet.com/Mobile-Ears-Hearing-Aid-Speech-Amplifier/3000-2129_4-78332575.html | Home | Class 2a | Small Device | 1 | 3.5 | Partically eliminates the need of hearing aids. (refuse 50%) | 3.5 | - | - | - | - | - | - | -
Cardinal Health | USA | Dublin, Ohio | Kendall DL | Electrocardiography cables | https://www.cardinalhealth.com/en/product-solutions/medical/patient-monitoring/electrocardiography/cardiology-cables-leads.html | Healthcare | Class 2a | Small Device | 1 | 3 | Single-use reprocessing "just as good or better quality as new products" | - | - | - | - | 3 | - | - | -
Stryker | USA | Kalamazoo | Save Simply Sage Prevalon MATS | Mobile air transfer system | https://www.stryker.com/us/en/sustainability/products/save-simply-sage-prevalon-mats.html | Healthcare | Class 1 | Medium Device | 1 | 3 | Remanufacture 100%, single use products are remanufactured to be used again | - | - | - | - | 3 | - | - | -
Stryker | USA | Kalamazoo | Harmonic | Reprocessed single use ultrasonic vessel sealer | https://www.stryker.com/us/en/sustainability/products/harmonic.html | Healthcare | Class 2a | Small Device | 1 | 3 | Remanufacture 100%, single use products are remanufactured to be used again | - | - | - | - | 3 | - | - | -
Stryker | USA | Kalamazoo | LigaSure | Reprocessed/ remanufactured bipolar vessel sealer | https://www.stryker.com/us/en/sustainability/products/ligasure.html | Healthcare | Class 2a | Small Device | 1 | 3 | Remanufacture 100%, single use products are remanufactured to be used again | - | - | - | - | 3 | - | - | -
Sustainable Technologies | USA | Dublin, Ohio | Pulse Oximetry Sensor | Sensor | https://www.sustainabletechnologies.com/en_us/products/non-invasive-products.html | Healthcare | Class 2a | Small Device | 1 | 3 | Single-use reprocessing and selling again (which we see as reman due to "as good as new" description) | - | - | - | - | 3 | - | - | -
Sustainable Technologies | USA | Dublin, Ohio | Ablation wand | Surgery | https://www.sustainabletechnologies.com/en_us/products/invasive-products.html | Healthcare | Class 2a | Small Device | 1 | 3 | Single-use reprocessing and selling again (which we see as reman due to "as good as new" description) | - | - | - | - | 3 | - | - | -
Sustainable Technologies | USA | Dublin, Ohio | Arthroscopic abrader | Surgery | https://www.sustainabletechnologies.com/en_us/products/invasive-products.html | Healthcare | Class 2a | Small Device | 1 | 3 | Single-use reprocessing and selling again (which we see as reman due to "as good as new" description) | - | - | - | - | 3 | - | - | -
Stryker | USA | Kalamazoo | Masimo LNCS | Reprocessed pulse oxiometer sensors | https://www.stryker.com/us/en/sustainability/products/masimo-lncs.html | Healthcare | Class 2b | Small Device | 1 | 3 | Remanufacture 100%, single use products are remanufactured to be used again | - | - | - | - | 3 | - | - | -
Abbott | USA | Chicago | Assert-IQ EL+ | An innovative medical device designed to provide industry-leading accuracy for arrhythmia detection. ICM | https://www.cardiovascular.abbott/us/en/hcp/products/cardiac-rhythm-management/insertable-cardiac-monitors/assert-iq-icm.html | Healthcare | Class 3 | Small Device | 1 | 3 | Rethink 50%: six-year battery life which is longer than the 4.5-year battery life of Medtronic’s LINQ II | - | 3 | - | - | - | - | - | -
Savvy | Slovenija | Ljubljana | Savvy | ECG monitoring - Atrial fibrilation (AF, AFib) - Prevention against Cryptogenic stroke (TIA) | http://www.savvy.si/en/ | Home | Class 2a | Small Device | 1 | 3 | Long term 24+ months continuous monitorin. Baterry goes up to 7 days + 2 hours fast battery charging (50% rethink). 12 months guarantee but nothing is mentioned about returning the device after use. | - | 3 | - | - | - | - | - | -
Medtronic | Ireland | Dublin | Cápsula de Crohn Pillcam™ | Visualization of small intestive (patient swallows pill) | https://www.medtronic.com/covidien/en-us/products/capsule-endoscopy/pillcam-crohns-system.html | Healthcare | Class 2a | Small Device | 1 | 2.5 | Reduce 50%: Biodegradable & biocompatible | - | - | 2.5 | - | - | - | - | -
Fresenius Medical Care | Germany | Bad Homburg vor den Höhe | 6008 CAREsystem | Dialysis system | https://www.freseniusmedicalcare.com/en/6008-caresystem | Healthcare | Class 2b | Large Device | 1 | 2.5 | Reduce 50%: Minimize energy use and water use in production. All products from website are similar | - | - | 2.5 | - | - | - | - | -
Shinva | China | Shandong | XHT-B Electric Operating Table | Operating table | https://www.shinvaglobal.com/xht-b-electric-operating-table-product/ | Healthcare | Class 1 | Large Device | 1 | 2 | No repair services mentioned | - | - | - | 2 | - | - | - | -
DePuy Synthes | USA | Raynham | Purevue 4K Visualization System | Visualization system for endoscopic visualization | https://www.jnjmedtech.com/en-US/product/purevue-4k-visualization-system | Healthcare | Class 2a | Large Device | 1 | 2 | I am assuming the device is reusable as similar devices are, but I cannot find any mentioning of this. I can also not find any repair services mentioned on the website. | - | - | - | 2 | - | - | - | -
Fotona | Brazil | São Paulo | StarWalker® | Laser system | https://fotona.com.br/starwalker/ | Healthcare | Class 2a | Large Device | 1 | 2 | Reuse 50%: no repair services are mentioned. (MDR certificate: https://www.accessdata.fda.gov/cdrh_docs/pdf20/K202172.pdf) | - | - | - | 2 | - | - | - | -
Fotona | Brazil | São Paulo | Fotona Smooth® | Laser system to provide gentle solutions to vaginal problems. | https://fotona.com.br/fotona-smooth/ | Healthcare | Class 2a | Large Device | 1 | 2 | Reuse 50%: no repair services are mentioned | - | - | - | 2 | - | - | - | -
Fotona | Brazil | São Paulo | SP Line | Laser system | https://fotona.com.br/sp-line/ | Healthcare | Class 2a | Large Device | 1 | 2 | Reuse 50%: no repair services are mentioned | - | - | - | 2 | - | - | - | -
Mindray | China | Shenzhen | BeneHeart D1 (Pro) | AED | https://www.mindray.com/nl/products/aed/beneheart-d1-pro | Healthcare | Class 3 | Small Device | 1 | 2 | Reuse 50%; the device can be reused. The electrode pads are disposable | - | - | - | 2 | - | - | - | -
Nihon Kohden | Japan | Tokyo | cardiofaxV | electrocardiograph | https://eu.nihonkohden.com/en/products/cardiology/cardiofax_v.html | Healthcare | Class 2a | Medium Device | 1 | 2 |  | - | - | - | 2 | - | - | - | -
Nihon Kohden | Japan | Tokyo | SpO2 sensor | pulse oxiometer | https://eu.nihonkohden.com/en/products/patientmonitoring/blupro_spo2_sensors_reusable.html | Healthcare | Class 2a | Small Device | 1 | 2 |  | - | - | - | 2 | - | - | - | -
Manus Neurodynamica | UK | Edinburgh | Neuromotor pen | The pen records validated biomarkers of neuromotor impairments and differentiate between movements, to radically improve patient diagnosis and disease management. | https://www.manusneuro.com/neuromotor-pen/ | Both | Class 2a | Small Device | 1 | 2 | Reuse 50%: no repair services are mentioned. (Reduce: reducing costs, time and improves accuracy, but not specifically in material, so 0%.) | - | - | - | 2 | - | - | - | -
Mindray | China | Shenzhen | BeneHeart D6 | Defibrillator | https://www.mindray.com/en/products/defibrillation-system/beneheart-d6 | Both | Class 3 | Small Device | 1 | 2 | I think that you need disposable patches for this device | - | - | - | 2 | - | - | - | -
Observe Medical | Norway | Oslo | Sippi | urine meter for use in hospital | https://observemedical.com/products/ | Healthcare | Class 2a | Small Device | 1 | 2 | Reuse 50%: electronic component can be reused for up to 3 years after it has to be disposed of. Bags canan only be used for 7 days. | - | - | - | 2 | - | - | - | -
Omron | Japan | Kyoto | Automatic Blood Pressur Monitor Atrial Fibrillation HEM 7361T | Blood pressur measurement device | https://www.omronhealthcare-ap.com/ap/product/481-hem-7361t | Healthcare | Class 2a | Small Device | 1 | 2 |  | - | - | - | 2 | - | - | - | -
Nihon Kohden | Japan | Tokyo | Cardiolife TEC-8300 | Defibrillator | https://eu.nihonkohden.com/en/products/cardiolife-tec8300.html | Healthcare | Class 3 | Small Device | 1 | 2 | No repairs mentioned on website | - | - | - | 2 | - | - | - | -
Nihon Kohden | Japan | Tokyo | Lifeline ARM | Automated chest compression device | https://eu.nihonkohden.com/en/products/cardiac-resuscitation-support-device/lifeline-arm.html | Healthcare | Class 3 | Small Device | 1 | 2 |  | - | - | - | 2 | - | - | - | -
Fotona | Brazil | São Paulo | LightWalker® | Dental laser | https://www.fotona.com/en/products/2024/lightwalker-line/ | Healthcare | Class 2a | Large Device | 1 | 2 | Reuse 50%: no repair services are mentioned | - | - | - | 2 | - | - | - | -
Penumbra | USA | Alpharetta | Penumbra System | A fully-integrated system designed specifically for mechanical thrombectomy. It is intended for use in the revascularization of patients with acute ischemic stroke secondary to intracranial large vessel occlusions. | https://www.penumbrainc.com/products/penumbra-system/ | Healthcare | Class 3 | Medium Device | 1 | 2 | Reuse 50%: The cannister is disposable. | - | - | - | 2 | - | - | - | -
QAL Medical | USA | Marinette, Wisconsin | 6000 Hand CPM OrthoAgility® | Hand continuous passive motion device | https://www.medicalexpo.com/prod/qal-medical/product-93399-817339.html | Healthcare | Class 2a | Small Device | 1 | 2 | Reuse 50%: can not find repair service. | - | - | - | 2 | - | - | - | -
QAL Medical | USA | Marinette, Wisconsin | W2 Wrist CPM | A lightweight portable wrist device, designed to increase mobility of the wrist joint in flexion and extension and ulnar- and radial deviation. | https://www.remingtonmedical.com/product/e2-elbow-cpm/ | Healthcare | Class 2a | Small Device | 1 | 2 | Reuse 50%: can not find repair service, adjustable and rechargeable. | - | - | - | 2 | - | - | - | -
Sedana Medical | Sweden | Danderyd | AMG-06 GAS MONITOR | Intended for continuous non-invasive sidestream monitoring of CO2 & anaesthetics concentration in inspired and expired gases | https://sedanamedical.com/products/gas-monitor/amg-06-gas-monitor/ | Healthcare | Class 2a | Small Device | 1 | 2 | Reuse 50%: complete device can be reused, warranty of 24 months, no repair services mentioned. | - | - | - | 2 | - | - | - | -
Nipro | Brazil | Sorocaba | Válvula reguladora de vácuo | Vacuum regulator valve for minimally invasive operations or operations using camera's. It promotes the reduction of the vacuum coming from the hospital network, giving the professional in charge of perfusion full control over the patient's venous drainage. | http://www.nipro.com.br/ace.php | Healthcare | Class 2a | Medium Device | 1 | 2 | Reuse 50% since (porabably disposable) tubes should be attached. | - | - | - | 2 | - | - | - | -
Soteria Medical | The Netherlands | Arnhem | Remote Controlled Manipulator (RCM) | A robot for MR-guided interventions. | https://www.soteria-medical.com/product-information.html | Healthcare | Class 2a | Medium Device | 1 | 2 | Reuse 50%: device can be cleaned. Assuming that the biopsy needle is disposable. But no repair service is mentioned. | - | - | - | 2 | - | - | - | -
SunTech Medical | USA | Morrisville, North Carolina | Oscar 2 Ambulatory Blood Pressure Monitor | Blood Pressure monitor | https://www.suntechmed.com/bp-products/ambulatory-blood-pressure-monitoring/oscar-2-ambulatory-blood-pressure-monitor | Healthcare | Class 2a | Small Device | 1 | 2 | Resuable but does not offer repair services without having to pay | - | - | - | 2 | - | - | - | -
Syrebo | China | Shanghai | Syrebo Stroke Hand Finger Rehabilitation Robot Gloves | Hand rehabilitation gloves use innovative soft robotic exoskeleton technology, combines passive & active integration training together, cover full circle of rehabilitation stage. | https://syrebocare.com/en-nl/products/syrebo-hand-rehabilitation-robot-gloves-latest-upgrade-hand-finger-training-robotic-glove-for-stroke-patients-c12 | Home | Class 2a | Small Device | 1 | 2 | Reuse 50%: they do not have repair services. only a one year warranty. | - | - | - | 2 | - | - | - | -
Tandem Diabetes Care | USA | San Diego | t:slim X2 | Insuline pump, automatically adjusting insulin. | https://www.tandemdiabetes.com/home | Home | Class 3 | Small Device | 1 | 2 | There is no longer the need to figure out the complexities of carb counting, bolusing, correction factors, insulin-to-carb ratios, or pre-set basal rates. Which might makes other diabetis devices unnecessary. Reuse 50%: partly reusable since the patches need te be replaced | - | - | - | 2 | - | - | - | -
Nihon Kohden | Japan | Tokyo | CerebAir | cEEG | https://eu.nihonkohden.com/en/products/neurology/eegs/cerebair.html | Healthcare | Class 2a | Large Device | 1 | 2 |  | - | - | - | 2 | - | - | - | -
Timik medical | Sweden | Sollentuna | TetraGraph | The TetraGraph monitor stimulates, measures, analyzes and displays muscle function in surgical patients receiving neuromuscular blocking agents (NMBAs). | https://www.timikgroup.com/product/tetragraph/ | Healthcare | Class 2a | Small Device | 1 | 2 | Reuse 50% since the elektrodes are disposable | - | - | - | 2 | - | - | - | -
Nihon Kohden | Japan | Tokyo | Neurofax | EEG | https://eu.nihonkohden.com/en/products/neurology/neurofax.html | Healthcare | Class 2a | Large Device | 1 | 2 |  | - | - | - | 2 | - | - | - | -
Nipro | Brazil | Sorocaba | Em-1 – máquina de circulação extracorpórea | In situations of cardiopulmonary bypass, it is used to replace the functions of the patient's heart during cardiac surgery | http://www.nipro.com.br/ace.php | Healthcare | Class 3 | Large Device | 1 | 2 | Reuse 50% since it is a critical machine, there is assumed that several small parts are disposable to maintain sterility | - | - | - | 2 | - | - | - | -
Stryker | USA | Kalamazoo | Lifepak 15 V4+ monitor/deblrillator | Monitor and defibrillator | https://www.stryker.com/us/en/emergency-care/products/lifepak-15.html | Healthcare | Class 3 | Small Device | 1 | 2 | 50% parts can be reused but not the pads | - | - | - | 2 | - | - | - | -
Stryker | USA | Kalamazoo | HeartSine Samaritan PAD 350P/360P AED | Defibrillator | https://www.stryker.com/us/en/emergency-care/products/heartsine-smaritan-pad-360p.html | Both | Class 3 | Small Device | 1 | 2 | 50% parts can be reused but not the pads | - | - | - | 2 | - | - | - | -
Elvie | UK | London | Elvie Pump | Silent portable electric breast pump. | https://www.elvie.com/nl-nl/shop/elvie-pump | Home | Class 1 | Small Device | 1 | 2 | Reuse 50%: doesn't mention repair services, do replacements (Breast pumps are medical devices regulated by the FDA.) | - | - | - | 2 | - | - | - | -
Lepu Medical | China | Beijing | LMT 10 Digital Thermometer | Thermometer | https://en.lepumedical.com/products/lmt-10-digital-thermometer.html | Both | Class 1 | Small Device | 1 | 2 | No repair services are mentioned and it is also battery driven | - | - | - | 2 | - | - | - | -
Novafon | Germany | Weinstadt | DAS NOVAFON power | Vibration therapy | https://novafon.com/en/das-novafon-power | Both | Class 1 | Small Device | 1 | 2 | Fully reusable (charging instead of battery replacement) | - | - | - | 2 | - | - | - | -
TOTH Lifecare | Brazil | Porto Alegre | Termômetro Digital Frontal Regularizado pela Anvisa | Clinical thermometer without frontal contact, measures at a distance | https://www.tothlifecare.com.br/termometro-digital-frontal-regularizado-pela-anvisa | Healthcare | Class 2a | Small Device | 1 | 2 | Reuse 50%: no repair services are mentioned | - | - | - | 2 | - | - | - | -
TOTH Lifecare | Brazil | Porto Alegre | Desfibrilador Easyshock | AED | https://www.tothlifecare.com.br/desfibrilador-easyshock | Healthcare | Class 3 | Medium Device | 1 | 2 | Reuse 50%: no repair services are mentioned. TOTH states that Easyshock has the longest battery life on the market, with up to 9 hours of monitoring or 500 shocks. | - | - | - | 2 | - | - | - | -
UE Lifesciences | USA | Philadelphia, Pennsylvania | cerviaical | Cervical examiner that uses AI | https://www.uelifesciences.com/cervaical | Healthcare | Class 2a | Small Device | 1 | 2 | 50% no repairs mentioned | - | - | - | 2 | - | - | - | -
Otovent | Sweden | Askim | Otovent | Otovent treats glue ear (Otitis Media with Effusion, OME) by equalising negative pressure in the middle ear. | https://otovent.com/#panel3 | Both | Class 1 | Small Device | 1 | 2 | Reuse: 50% since the balloons need to be replaced after use. | - | - | - | 2 | - | - | - | -
Vital Things | Norway | Trondheim | Somnofy | Contactless breathing and sleep monitor | https://somnofy.no/helse-og-velferd | Both | Class 2a | Small Device | 1 | 2 | 50% as no repair service was mentioned | - | - | - | 2 | - | - | - | -
Trivitron | India | Chennai | I JIVA AED | Defibrillator | https://www.trivitron.com/products/icu-solutions/defibrillator/i-jiva-aed | Healthcare | Class 3 | Small Device | 1 | 2 | Reuse 50%: I am assuming that the device needs patches which will be disposed of after each use. | - | - | - | 2 | - | - | - | -
Vitalcare | Australia | Lane Cove, New South Wales | Irma | Infrared Movement Alarm | https://www.vitalcare.com.au/movement-sensors/ | Both | Class 2a | Small Device | 1 | 2 | Is battery run, so batteries can only be used once before being thrown away. | - | - | - | 2 | - | - | - | -
Withings | France | Issy-les-Moulineaux | BPM Connect | Blood pressure monitor | https://www.withings.com/it/en/bpm-connect | Home | Class 2a | Small Device | 1 | 2 | Reuse 50%: couldnot find any repair services. | - | - | - | 2 | - | - | - | -
Weldon Biotech | India | New Delhi | ichroma™ ll | Lateral flow strip reader. An automatic or semiautomatic in-vitro diagnostic device that measures the concentration of analytes, contained in blood, urine, or other samples, in quantitative or semi-quantitative ways | https://weldonbiotech.com/product-details/ichroma-ll/ | Healthcare | Class 2a | Small Device | 1 | 2 | Reuse 50%: doesn't mention repair service. | - | - | - | 2 | - | - | - | -
Yuwell | China | Shanghai | D210D | Electric Wheelchair | https://www.yuwell.com/en/index.php/product/detail/307.html | Both | Class 1 | Large Device | 1 | 2 | No repair services mentioned | - | - | - | 2 | - | - | - | -
Zoll | UK | Chelmsford | AED Plus | AED | https://www.zoll.com/nl/products/aeds/aeds-for-public-access/aed-plus-for-public-access | Home | Class 3 | Small Device | 1 | 2 | Reuse 50%; the device can be reused. The electrode pads are disposable and a lifesapan of 5 years. | - | - | - | 2 | - | - | - | -
Sisu Global Health | USA | Baltimore, Maryland | Sisu Global Hemafuse | Manual autotransfusion device | https://www.engineeringforchange.org/solutions/product/sisu-global-hemafuse/ | Healthcare | Class 2b | Small Device | 1 | 2 | Reusable up to 50 times, filters are disposable. | - | - | - | 2 | - | - | - | -
Alivecor | USA | Mountain View, Californië | KardiaMobile® | Compact ECG monitor connects with smartphone | https://store.kardia.com/products/kardiacare | Home | Class 2b | Small Device | 1 | 2 | Reuse 50%: reusable by the user, but could not find any repair services. | - | - | - | 2 | - | - | - | -
Lepu Medical | China | Beijing | LF05A Oxygen Generator | Oxygen producing product | https://en.lepumedical.com/products/lf05a-oxygen-generator/ | Home | Class 2b | Medium Device | 1 | 2 | No repair services are mentioned | - | - | - | 2 | - | - | - | -
CardiacSense | Israel | Caesarea | CardiacSense | Heart rate monitor watch | https://www.cardiacsense.com/heart-rate-monitor-watch/ https://cardiacsense.eu/cardiacsense-watching-over-you-nl/ | Home | Class 2b | Small Device | 1 | 2 | Reuse 50%: doesn't mention repair service. | - | - | - | 2 | - | - | - | -
Cardiolline | Italy | Trento | Walk Free | Cable-free, 3-channel “patch” ECG Holter recorder | https://cardioline.com/en/product-details-walk-free/ | Home | Class 2b | Small Device | 1 | 2 | Reuse 50%, uses 3 disposable snap electrodes on the patient's chest. Recording time is up to 9 days with a single battery. Not clear whether it is reused and collected after patient use period. | - | - | - | 2 | - | - | - | -
Baxter | USA | Deerfield, Illinois | Homechoice Claria | Peritoneal Dialysis System | https://www.baxter.com/healthcare-professionals/kidney-care/homechoice-claria-automated-peritoneal-dialysis-system | Both | Class 2b | Medium Device | 1 | 2 | Reuseable 50% I am assuming it is reusable due to its connection to the hospital although it does not say so on the website, | - | - | - | 2 | - | - | - | -
Cardiolline | Italy | Trento | Walk400h | ECG | https://cardioline.com/en/product-details-walk400h/ | Healthcare | Class 2b | Small Device | 1 | 2 | Reuse 50%: the device is reusable, but the ECG electrodes are disposable. | - | - | - | 2 | - | - | - | -
Cardiolline | Italy | Trento | ECG100L | The portable resting ECG, has been designed for total portability and ease of use. | https://cardioline.com/en/product-details-ecg100l/ | Healthcare | Class 2b | Small Device | 1 | 2 | Reuse 50%: the device is reusable, but the ECG electrodes are disposable. | - | - | - | 2 | - | - | - | -
Hamilton Medical | Switzerland | Bonaduz | HAMILTON‑C6 | ICU ventilator | https://www.hamilton-medical.com/en_NL/Products/HAMILTON-C6.html | Healthcare | Class 2b | Medium Device | 1 | 2 | Reuse 50%: they have preassembled breathing circuit sets (assuming these are dispoable). (Class IIB https://www.hamilton-medical.com/en_NL/Products/HAMILTON-C6.html) | - | - | - | 2 | - | - | - | -
Cardiolline | Italy | Trento | touchECG System - Windows configuration | ECG acquisition unit, Bluetooth or optionally USB. Lightweight, comfortable for the patient and ease of use. Designed for Windows touch screen tablets and laptops. | https://cardioline.com/en/product-details-touchecg-system-windows-hd-configuration/ | Healthcare | Class 2b | Small Device | 1 | 2 | Reuse 50%, uses disposable electrodes. | - | - | - | 2 | - | - | - | -
InnAccel | India | Bangalore | VapCare | Secretion management system | https://innaccel.com/products/vapcare/ | Healthcare | Class 2b | Medium Device | 1 | 2 | 50% as no repair services are mentioned | - | - | - | 2 | - | - | - | -
InnAccel | India | Bangalore | Saans | Short term CPAP | https://innaccel.com/products/saans/ | Healthcare | Class 2b | Medium Device | 1 | 2 | 50% as no repair services are mentioned | - | - | - | 2 | - | - | - | -
Inspiration healthcare group | UK | Crawley | SLE5000 | Conventional ventilation plus High Frequency Oscillation (HFOV) to ventilate infants from 300g | https://inspirationhealthcaregroup.com/product/sle5000/ | Healthcare | Class 2b | Medium Device | 1 | 2 | Reuse 50%: since the wires are propably disposable. | - | - | - | 2 | - | - | - | -
Magnamed | Brazil | São Paulo | Babymag | Pulmonary ventilator that facilitates the complex routine of the Neonatal ICU | https://www.inovacoesmagnamed.com.br/babymag-en | Healthcare | Class 2b | Medium Device | 1 | 2 | Reuse 50% since several disposable sensort, tubes etc are needed | - | - | - | 2 | - | - | - | -
Magnamed | Brazil | São Paulo | Fleximag | Fast response ventilator that provides the main features for ventilation in neonatal, pediatric and adult patients. | https://www.inovacoesmagnamed.com.br/fleximag-en | Healthcare | Class 2b | Medium Device | 1 | 2 | Reuse 50% airway adapter is disposable | - | - | - | 2 | - | - | - | -
Magnamed | Brazil | São Paulo | Fleximag MAX | High-performance ventilation for adults, children, and newborns. | https://www.inovacoesmagnamed.com.br/fleximagmaxen | Healthcare | Class 2b | Medium Device | 1 | 2 | Reuse 50% because it includes several disposable accessories | - | - | - | 2 | - | - | - | -
CMI health | USA | Alpharetta | SpiroLink® | Bluetooth and Mobile App compatible, FDA Cleared, smart digital spirometer designed to measure peak flow, FEV1, PEF, and more. | https://www.cmihealth.com/products/cmi-healths-smart-spirometer-at-home-spirolink | Both | Class 2b | Small Device | 1 | 2 | Reuse 50%: device can be reust, however in a hospital the mountpiece will bed disposed. | - | - | - | 2 | - | - | - | -
GE Healthcare | USA | Chicago, Illinois | SEEr 12 Digital Holter ECG Recorder | ECG Recorder | https://www.gehealthcare.co.uk/products/diagnostic-cardiology/ambulatory-ecg/seer-12-digital-holter-ecg-recorder | Both | Class 2b | Small Device | 1 | 2 | Not sure if this product is reusable, it is intented to for the patients to live with. | - | - | - | 2 | - | - | - | -
Onmed | Sweden | Stockholm | Sennex | Electrochemotherapy device | https://onmed.se/ | Healthcare | Class 2b | Medium Device | 1 | 2 | Reuse 50%: no repair services mentioned. The needle electrodes and handle are sterilizable | - | - | - | 2 | - | - | - | -
Genedrive | UK | Manchester | Genedrive MT-RNR1 | An in vitro diagnosatic molecular assay for use on human buccal cells. In under 30 minutes clinician uses Genedrive System with Genedrive MT-RNR1 ID Kit to detect the presence of an MT-RNR1 gene variant. | https://www.genedrive.com/documents/gpm-100_v3_mt-rnr1_product_range_brochure.pdf | Healthcare | Class 2b | Small Device | 1 | 2 | Reuse 50%: all disposables, except the device with screen. The Genedrive® MT-RNR1 ID Kit contains a buccal swab and sample collection tube containing lysis buffer for the collection of buccal cells. | - | - | - | 2 | - | - | - | -
Inspiration healthcare group | UK | Crawley | AlphaCore5 Controller | Patient warming for the prevention of inadvertent hypothermia are lower infection rates, reduced blood loss and less time in recovery. | https://inspirationhealthcaregroup.com/product/alphacore5-controller/ | Healthcare | Class 2b | Small Device | 1 | 2 | Reuse 50%: since the wires are propably disposable. | - | - | - | 2 | - | - | - | -
Magnamed | Brazil | São Paulo | Ventmeter | To keep performance record of the ventilator | https://www.inovacoesmagnamed.com.br/ventmeter-en | Healthcare | Class 2b | Small Device | 1 | 2 | Reuse 50% since some compents are disposable | - | - | - | 2 | - | - | - | -
Masimo | USA | Irvine, Californië | Radius-7 | Wearable Patient Monitor. | https://www.masimo.com/siteassets/us/documents/pdf/plm-10596b_product_information_radius-7_us.pdf | Healthcare | Class 2b | Small Device | 1 | 2 | Reuse 50%: since the electronicx are probably disposable | - | - | - | 2 | - | - | - | -
Acclarent | USA | Irvine | TruDi Navigation System | Navigation system | https://www.jnjmedtech.com/en-US/product/trudi-navigation-system | Healthcare | Class 2b | Large Device | 1 | 2 | No repair service mentioned on the product page | - | - | - | 2 | - | - | - | -
CapeRay | South Africa | Cape Town | Aceso | Mammograph | https://www.caperay.com/ | Healthcare | Class 2b | Large Device | 1 | 2 | Reuse 50%: no repair services mentioned | - | - | - | 2 | - | - | - | -
Cardiolex | Sweden | Solna | EC Sense ECG System Standard | Easy to use and produce high quality ECG recordings | https://www.cardiolex.com/products/ec-sense-systems/ec-sense-system-standard/ | Healthcare | Class 2b | Large Device | 1 | 2 | Reuse 50%: maintenance, with also a washable medical keyboard, but 50% since the ECG electrodes are not reused. | - | - | - | 2 | - | - | - | -
Cardiolex | Sweden | Solna | EC Sense ECG System Exercise | Cost-effective turn-key 12-lead PC-based ECG system | https://www.cardiolex.com/products/ec-sense-systems/ec-sense-system-exercise-ecg/ | Healthcare | Class 2b | Large Device | 1 | 2 | Reuse 50%: since the ECG electrodes are not reused | - | - | - | 2 | - | - | - | -
Mindray | China | Shenzhen | mWear™ | Medical-grade Wearable Monitoring | https://www.mindray.com/en/products/patient-monitoring/wearable-patient-monitoring/mwear | Both | Class 2b | Small Device | 1 | 2 | Reuse 50%: couldnot find any repair services. | - | - | - | 2 | - | - | - | -
Perimed | Sweden | Järfälla | PeriIont Micropharmacology System | Iontophoresis system that can deliver minute volumes of drugs non-invasively in a controlled fashion. | https://www.perimed-instruments.com/content/periiont-for-laser-doppler-flowmetry/ | Healthcare | Class 2b | Small Device | 1 | 2 | Reuse 50%, since the patches and electrodes are not reusable | - | - | - | 2 | - | - | - | -
Schölly | Germany | Denzlingen | FLEXILUX II Laparoscopes | Laparoscope | https://www.schoelly.de/en/medical-endoscopy/oem-products/endoscopes/laparoscopes | Healthcare | Class 2b | Small Device | 1 | 2 | Reuse 50%: partly disposable: "the combination of reusable visualization systems with single-use accessories is an attractive option. If we find that a disposable solution will bring added value to your product, we will prepare a detailed concept for you." | - | - | - | 2 | - | - | - | -
Dymind | China | Shenzhen | DH-615 | Hematological diagnosis machine | https://www.dymind.com/en-US/products/94 | Healthcare | Class 2b | Large Device | 1 | 2 | Cant find any repair services | - | - | - | 2 | - | - | - | -
Sotera Digital Health | USA | Carlsbad, California | ViSi Mobile System | Continuous surveillance patient monitor | https://soteradigitalhealth.com/ | Healthcare | Class 2b | Small Device | 1 | 2 | Reuse 50% probably used for one patient and electronics are disposable except of the device it self. | - | - | - | 2 | - | - | - | -
StartFish Medical | USA | Victoria, Canada | Deki Reader | Lateral flow strip reader | https://starfishmedical.com/projects/deki-reader/ | Healthcare | Class 2b | Small Device | 1 | 2 | Reuse 50%: couldnot find any repair services. | - | - | - | 2 | - | - | - | -
Perimed | Sweden | Järfälla | PeriFlux 6000 tcpO2 System | Versatile and adaptable tcpO2 solution | https://www.perimed-instruments.com/content/periflux-6000-tcpo2-system/ | Healthcare | Class 2b | Medium Device | 1 | 2 | Reuse 50% since the patches for the electrodes are not reusable, also the electrodes should be changed every week | - | - | - | 2 | - | - | - | -
Quanta Dialysis Technologies | UK | Warwick | Quanta | Dialysis | https://www.quantadt.com/ | Both | Class 2b | Medium Device | 1 | 2 | Reuse 50%: disposable cartridge | - | - | - | 2 | - | - | - | -
Gigante | Brazil | Campos Elísios | Incubadora GRN® Millennium Item 001 | Stationary Neonatal Incubator for intensive care of premature infants and newborns. | https://www.gigante.com.br/index.php/produtos/linha-neonatal/product/1-incubadora-grn-milennium | Healthcare | Class 2b | Large Device | 1 | 2 | Reuse 50%: no repair services are mentioned | - | - | - | 2 | - | - | - | -
Smith & Nephew | UK | Hertfordshire | WEREWOLF COBLATION System | The WEREWOLF COBLATION System utilizes bipolar technology specifically designed for the resection, ablation, and coagulation of tissues and hemostasis of blood vessels in various arthroscopic, orthopedic and otorhinolaryngology (ENT) procedures. | https://www.smith-nephew.com/en/health-care-professionals/products/ear-nose-and-throat/werewolf-coblation-system | Healthcare | Class 2b | Medium Device | 1 | 2 | Reuse 50%: since the device itself is reusable. Other needed parts are single use. | - | - | - | 2 | - | - | - | -
Gigante | Brazil | Campos Elísios | Berço Aquecido GRNⓇ Neosolution Item 002 | Neosolution Heated Crib for intensive care of premature babies and newborns. | https://www.gigante.com.br/index.php/produtos/linha-neonatal/product/2-berco-aquecido-grn%E2%93%87-neosolution | Healthcare | Class 2b | Large Device | 1 | 2 | Reuse 50%: no repair services are mentioned | - | - | - | 2 | - | - | - | -
Jafron | China | Zhuhai City | Future F20 | Gemoadsorption equipment | https://en.lepumedical.com/products/implantable-single-chamber-pacemaker/ | Healthcare | Class 2b | Large Device | 1 | 2 | No repair services are mentioned | - | - | - | 2 | - | - | - | -
Renalyx | India | Bengaluru | RxT17 | Dialysis Machine | https://www.renalyx.com/ | Healthcare | Class 2b | Large Device | 1 | 2 | Reuse 50%: Assuming the lectronics can be used but that the tubing needs to be replaced. | - | - | - | 2 | - | - | - | -
Summit Medical | UK | Gloucestershire | EZX | EZX System helps quick and precise removal of acetabular cup and it gives excellent results for surgeons and patients. | https://summit-medical.com/app/uploads/2022/05/Summit-Medical-EZX-Brochure-V4-WEB-compressed.pdf | Healthcare | Class 2b | Medium Device | 1 | 2 | Reuse 50%: the device can be reused, however the blades are single use. They offer 29 different sizes of disposable blades. | - | - | - | 2 | - | - | - | -
Trivitron | India | Chennai | ibaby 7x | Foetal monitor | https://www.trivitron.com/products/icu-solutions/foetal-monitor/ibaby-7x | Healthcare | Class 2b | Medium Device | 1 | 2 | Reuse 50%: I am assuming that the device needs patches which will be disposed of after each use. | - | - | - | 2 | - | - | - | -
Shinva | China | Shandong | XH507 dental unit | Dental chair | https://www.shinvaglobal.com/xh507-dental-unit-product/ | Healthcare | Class 2b | Large Device | 1 | 2 | No repair services mentioned | - | - | - | 2 | - | - | - | -
Shinva | China | Shandong | CT Simulator | CT Scanner | https://www.shinvaglobal.com/ct-simulator-product/ | Healthcare | Class 2b | Large Device | 1 | 2 | No repair services mentioned | - | - | - | 2 | - | - | - | -
TOTH Lifecare | Brazil | Porto Alegre | Monitor de Triagem Smart Check | Multiparametric vital signs monitor. Can be used constantly in outpatient clinics, emergencies, wards, hospitalization and homecare. | https://www.tothlifecare.com.br/monitor-de-triagem-smart-check | Healthcare | Class 2b | Large Device | 1 | 2 | Reuse 50%: no repair services are mentioned | - | - | - | 2 | - | - | - | -
Summit Medical | UK | Gloucestershire | Tors | The newest ultrasonic system for bone cement removal. | https://summit-medical.com/products/tors/ | Healthcare | Class 2b | Small Device | 1 | 2 | Reuse 50%: reusable probes, but unclear about repair services. | - | - | - | 2 | - | - | - | -
THD | UK | Worcester | THD® Revolution | An electromedical device featuring cutting-edge technology for the advanced surgical treatment of haemorrhoids | https://www.thdlab.co.uk/healthcare-professionals/products/thd-slide-and-thd-revolution | Healthcare | Class 2b | Small Device | 1 | 2 | Reuse 50%: THD® Revolution equipment consists of 1 generator box, 1 muting pedal, 1 medical grade power cord, 1 reusable fiber optic cord with a curved tip, 1 single-use Doppler Probe, and 1 reusable gold handled needle driver. | - | - | - | 2 | - | - | - | -
THD | UK | Worcester | Sphinkeeper | Minimally invasive treatments for faecal incontinence. | https://www.thdlab.co.uk/documents/127795/128209/360874A+20201022+THD+SphinKeeper+%26+THD+GateKeeper+-+Brochure+-+EN+UK.pdf/65668c46-dbbb-e6af-9fbb-f0cd6c2f5feb?t=1604325974959 | Healthcare | Class 2b | Small Device | 1 | 2 | Reuse 50%: dispenser is single-use. | - | - | - | 2 | - | - | - | -
Trivitron | India | Chennai | iVita 02 FT | Oxygen monitor | https://www.trivitron.com/products/icu-solutions/pulse-oximeter/ivita-o2-ft | Healthcare | Class 2b | Small Device | 1 | 2 | battery is disposable so it therefore gets a 50% | - | - | - | 2 | - | - | - | -
Wellspect | Sweden | Mölndal | Navina Smart | Software-controlled pumps that inflate a balloon and instill water into the bowel. | https://www.wellspect.com/products/bowel-products/navina-irrigation-systems/navina-smart/ | Both | Class 2b | Small Device | 1 | 2 | Reuse 50% the water containers can be use 15x, the catheters are disposable, the tube can be used 100x | - | - | - | 2 | - | - | - | -
Zilico | UK | Manchester | Zedscan | Diagnostic system used as an adjunct to standard colposcopy to provide an objective assessment of the cervical epithelial tissue in real time. | https://zilico.co.uk/zedscan/ | Healthcare | Class 2b | Small Device | 1 | 2 | Reuse 50%: single use EIS sensor | - | - | - | 2 | - | - | - | -
Elvie | UK | London | Elvie Stride | Hospital Grade Hands Free Electric Breast Pump (5 oz/150 ml) | https://www.elvie.com/nl-nl/shop/elvie-stride | Home | Class 1 | Small Device | 1 | 2 | Reuse 50%: doesn't mention repair services, do replacements | - | - | - | 2 | - | - | - | -
Elvie | UK | London | Elvie Trainer | Kegel trainer for a stronger pelvic floor. | https://www.elvie.com/nl-nl/shop/elvie-trainer | Home | Class 1 | Small Device | 1 | 2 | Reuse 50%: doesn't mention repair services, do replacements | - | - | - | 2 | - | - | - | -
Actipulse | Mexico | Mexico City | ActiPulse PRO 2 | Non-invasive brain stimulation | https://actipulse.com/producto | Both | Class 2a | Medium Device | 1 | 2 | Only sings of reuse, not of maintenance or repair. Used in healthcare but is launching for use at home in Q3 of 2023 | - | - | - | 2 | - | - | - | -
BPR | UK | Nottinghamshire | Ultraflow™ Inhaled Analgesia System | Valve. Diverts exhaled breath away from the handset, virtually eliminating the risk of cross-infection. | https://www.bprmedical.com/products/ultraflow/ | Healthcare | Class 1 | Medium Device | 1 | 2 | Reuse 50%: easy to clean and requires minimal maintenance, but no repair services are mentioned. | - | - | - | 2 | - | - | - | -
Em-tec | Germany | Finning | SonoTT Clamp-On Transducer | Flow measurement | https://www.psgdover.com/em-tec/products/medical-sensor-systems/independent-flow-measurement/sonott-clamp-on-sl | Healthcare | Class 1 | Small Device | 1 | 2 | Reuse without repair | - | - | - | 2 | - | - | - | -
Gesiva | USA | Minneapolis | RigiScan® | A non-invasive ambulatory diagnostic tool used to measure the frequency, rigidity and duration of both nocturnal and provocative erections. Data from RigiScan® testing can help health care professionals decide whether pills, injections, or medical devices are the most appropriate treatment options. The RigiScan Plus System is for use only on order of a licensed physician. | https://gesiva.com/rigiscan/ | Healthcare | Class 1 | Small Device | 1 | 2 | Reuse 50%: is resuable, but the loops can need replacement when the tension guides are damaged. | - | - | - | 2 | - | - | - | -
Intco Medical | China | Zibo | Lightweight Aluminium Power Wheelchair -S50 | Electrical wheelchair | https://www.intcomedical.com/product/info/power-wheelchair-S50.html | Home | Class 1 | Medium Device | 1 | 2 | No repair services are mentioned | - | - | - | 2 | - | - | - | -
Karl Storz | Germany | Tuttlingen | C-MAC® S IMAGER | Single use video laryngoscope blades | https://www.karlstorz.com/de/en/product-detail-page.htm?productID=1000065163&cat=1000105434 | Healthcare | Class 1 | Small Device | 1 | 2 | Reuse 50%: Blades are single use for minimizing the risk of crosscontamination. Works together with the reusable C-MAC S IMAGER. | - | - | - | 2 | - | - | - | -
Analytica Medical | Australia | Maryborough | Pericoach | Pelvic floor trainer for women | https://www.pericoach.com/ | Home | Class 2a | Small Device | 1 | 2 | Is resuable but does not have any repair services as far as I can tell. | - | - | - | 2 | - | - | - | -
APS Therapy | South Africa | Bellville | APS MK 4 | Electrotherapy device | https://www.apstherapy.co.za/product/aps-mk-4/ | Home | Class 2a | Small Device | 1 | 2 | Reuse 50%: no repair services mentioned and it is assumed that the electrodes are disposable. | - | - | - | 2 | - | - | - | -
Beta Bionics | USA | Irvine | iLet Bionic Pancreas | Automated insulin-delivery system that does not require carb counting and fully automates 100% of all user insulin doses – which means no calculations, less input, and less burden for the user. | https://www.betabionics.com/ | Home | Class 3 | Small Device | 1 | 2 | There is no longer the need to figure out the complexities of carb counting, bolusing, correction factors, insulin-to-carb ratios, or pre-set basal rates. Which might makes other diabetis devices unnecessary. Reuse 50%: partly reusable since the patches need te be replaced | - | - | - | 2 | - | - | - | -
BeatO | India | New Delhi | BeatO curve | Glucose measuring device | https://www.beatoapp.com/curv-glucometerdevice | Healthcare | Class 2a | Small Device | 1 | 2 | Reuse 50%: the testing strips cannot be reused and no repair services mentioned | - | - | - | 2 | - | - | - | -
Bedfont® Scientific Ltd | UK | Harrietsham | NObreath® | Can be used to measure airway inflammation for the management and diagnosis of asthma. | https://www.nobreathfeno.com/us/ | Healthcare | Class 2a | Small Device | 1 | 2 | Reuse 50%: since the mounthpieces are signle use. Doesn't mention repair services | - | - | - | 2 | - | - | - | -
BioSynex | France | Illkirch-graffenstaden | BSX Reader | Lateral flow strip reader. Cassette reader for standardised reading and automated interpretation of the BSX range of rapid diagnostic tests. | https://www.biosynex.com/products/biologiste-medecin/rdt/bsx-reader/?lang=en | Healthcare | Class 2a | Small Device | 1 | 2 | Reuse 50%: couldnot find any repair services. | - | - | - | 2 | - | - | - | -
Corpuls | The Netherlands | Hellevoetsluis | Corpuls3 | Defibrillator/pacemaker | https://corpuls.nl/corpuls-3/ | Healthcare | Class 3 | Medium Device | 1 | 2 | Reuse 50% since electrodes or patches are disposable. | - | - | - | 2 | - | - | - | -
Defibtech | UK | Guilford | Lifeline VIEW AED | AED | https://defibtech.nl/lifeline-view-aed/ | Home | Class 3 | Small Device | 1 | 2 | Reuse 50%; the device can be reused. The electrode pads are disposable. They offer repair services. | - | - | - | 2 | - | - | - | -
Dexcom | USA | San Diego | Dexcom G7 | Insuline pump, real-time continuous glucose monitoring, glucose numbers without fingersticks. | https://www.dexcom.com/nl-nl/dexcom-g7-cgm-systemen | Home | Class 3 | Small Device | 1 | 2 | There is no longer the need to figure out the complexities of carb counting, bolusing, correction factors, insulin-to-carb ratios, or pre-set basal rates. Which might makes other diabetis devices unnecessary. Reuse 50%: partly reusable since the patches need te be replaced | - | - | - | 2 | - | - | - | -
Cardinal Health | USA | Dublin, Ohio | Genius 3 | Medical Thermometer | https://www.cardinalhealth.com/en/product-solutions/medical/patient-monitoring/thermometry/genius-3.html | Healthcare | Class 2a | Small Device | 1 | 2 | Resuable but does not offer repair services without having to pay | - | - | - | 2 | - | - | - | -
Insulet | USA | Acton | Omnipod | Tubeless automated insulin delivery system cleared for people with type 1 diabetes, ages 2 and older. No tubes. No multiple daily injections. Zero fingersticks.† All to help simplify everyday life with diabetes. | https://www.omnipod.com/nl-nl | Home | Class 3 | Small Device | 1 | 2 | There is no longer the need to figure out the complexities of carb counting, bolusing, correction factors, insulin-to-carb ratios, or pre-set basal rates. Which might makes other diabetis devices unnecessary. Reuse 50%: partly reusable since the patches need te be replaced | - | - | - | 2 | - | - | - | -
Chembio | Germany | Berlin | opTrilyzer® | Lateral flow strip reader | https://www.chembiogermany.de/en/optrilyzer | Healthcare | Class 2a | Small Device | 1 | 2 | Reuse 50%: couldnot find any repair services. | - | - | - | 2 | - | - | - | -
Chembio | Germany | Berlin | Cube Reader | Lateral flow strip reader | https://www.chembiogermany.de/en/cube-reader | Healthcare | Class 2a | Small Device | 1 | 2 | Reuse 50%: couldnot find any repair services. | - | - | - | 2 | - | - | - | -
Compumedics | Australia | Victoria | Grael 4K PSG:EEG | Measures and amplifies brain activity | https://www.compumedics.com.au/en/products/grael-4k-psg-eeg/ | Healthcare | Class 2a | Small Device | 1 | 2 | Devise is reusable, but no repair services are mentioned on website | - | - | - | 2 | - | - | - | -
Compumedics | Australia | Victoria | Somte | Montoring device of sleep | https://www.compumedics.com.au/en/products/somte/ | Healthcare | Class 2a | Small Device | 1 | 2 | Is reusable but no repair services are mentioned | - | - | - | 2 | - | - | - | -
DePuy Synthes | USA | Raynham | Anspach EG1 High Speed Electric System | Used in bone cutting procedures | https://www.jnjmedtech.com/en-US/product/anspach-eg1 | Healthcare | Class 3 | Small Device | 1 | 2 | Is sterilizable fully, but no repair services are mentioned. | - | - | - | 2 | - | - | - | -
DePuy Synthes | USA | Raynham | Anspach EMAX 2 Plus System | Small bone cutting system | https://www.jnjmedtech.com/en-US/product/anspach-emax-2-plus-system | Healthcare | Class 3 | Small Device | 1 | 2 | I am assuming it is sterlization safe as it is in the same category as other products that are sterilization safe. Cannot find repair services mentioned on the website. Only picked two products from this line | - | - | - | 2 | - | - | - | -
CMI health | USA | Alpharetta | OxyKnight watch | High resolution O2 and pulse rate monitoring for sleep. | https://www.cmihealth.com/products/smart-home-sleep-oximetry-monitor-oxyknight-watch | Home | Class 2a | Small Device | 1 | 2 | Reuse 50%: no repair services are mentioned. | - | - | - | 2 | - | - | - | -
Dialunox | Germany | Stockach | ESEQuant LR3 | Lateral flow strip reader | https://www.lateralflowreader.com/esequant-lr3/ | Healthcare | Class 2a | Small Device | 1 | 2 | Reuse 50%: couldnot find any repair services. | - | - | - | 2 | - | - | - | -
Cosinuss | Germany | Munich | Cosinuss° One – Performance Monitoring | Professional fitness tracker monitoring multiple vital signs with stunning accuracy | https://www.cosinuss.com/en/products/in-ear-sensors/one/ | Home | Class 2a | Small Device | 1 | 2 | Reuse 50% by the user. Doesn't mention repair service. (Moreover, the ISO certification is also the basis for CE approval for medical products of class IIa. cosinuss° is currently undergoing the conformity assessment procedure according to MDD Annex II without (4). https://www.cosinuss.com/en/certifications/) | - | - | - | 2 | - | - | - | -
Ellcie Healthy | France | Antibes | Fall detection | Fall detection in smart glasses | https://ellcie-healthy.com/en/services/fall-detection/ https://ellcie-healthy.com/wp-content/uploads/Presentation-SERENITY-BY-ELLCIE-HEALTHY.pdf | Home | Class 2a | Small Device | 1 | 2 | Reuse 50%: user can reuse it but eventually all sensors will be thrown away. | - | - | - | 2 | - | - | - | -
Empatica | USA | Cambridge, Massachusetts | EmbracePLUS | The world’s most advanced smartwatch for continuous health monitoring | https://www.empatica.com/en-eu/embraceplus/ | Home | Class 2a | Small Device | 1 | 2 | Reuse 50%: user can reuse it but eventually all sensors will be thrown away. (Marked according to MDD 93/42/EEC as a class IIa medical device) | - | - | - | 2 | - | - | - | -
Gabler Medical | South Africa | Colchester | FSE200 | Suction equipment | https://gablermedical.com/gabler-capital-equipment/suction-equipment/ | Healthcare | Class 2a | Small Device | 1 | 2 | Reuse 50%: no repair services mentioned | - | - | - | 2 | - | - | - | -
Gesiva | USA | Minneapolis | Vacuum Therapy System® | Vacuum pomp, designed to be a simple, safe, and effective way to manage erectile dysfunction. The Gesiva Medical Vacuum Therapy System is the only medical grade vacuum device that has been designed and developed in the last decade. | https://gesiva.com/vacuum-therapy-system/ | Home | Class 2a | Small Device | 1 | 2 | Reuse 50%: can not find any repair service, all parts can be cleaned and all parts are available separately. | - | - | - | 2 | - | - | - | -
Compumedics | Australia | Victoria | Somfit / Somfit Pro | Sleep monitoring | https://www.compumedics.com.au/en/products/somfit/ | Both | Class 2a | Small Device | 1 | 2 | The electrode cannot be reused onky the device that is pressed on the electrode. | - | - | - | 2 | - | - | - | -
Omron | Japan | Kyoto | MC-343F | Digital Thermometer | https://www.omronhealthcare-ap.com/ap/product/53-mc-343f | Healthcare | Class 1 | Small Device | 1 | 2 |  | - | - | - | 2 | - | - | - | -
HD Medical | USA | Santa Clara, California | HD Steth | Electronic stetoscope | https://hdmedicalgroup.com/shop/hd-steth/ | Healthcare | Class 2a | Small Device | 1 | 2 | Reuse 50%: No repairs mentioned | - | - | - | 2 | - | - | - | -
Lucas | Sweden | Lund | LUCAS 3 | Chest Compression System | https://www.lucas-cpr.com/product_specifications/#lucas_3_v31 | Healthcare | Class 3 | Medium Device | 1 | 2 | Reuse 50% can be cleaned, no repair services are mentioned. | - | - | - | 2 | - | - | - | -
InnAccel | India | Bangalore | Fetal Lite | Fetal heart rate monitor | https://innaccel.com/products/fetal-lite/ | Healthcare | Class 2a | Small Device | 1 | 2 | 50% as no repair services are mentioned | - | - | - | 2 | - | - | - | -
Konica Minolta | Japan | Tokyo | Sonimage MX1 | Ultrasound | https://www.konicaminolta.eu/eu-en/hardware/healthcare-ultrasound/sonimage-mx1#specifications | Healthcare | Class 2a | Small Device | 1 | 2 |  | - | - | - | 2 | - | - | - | -
Digitsole | France | Nancy | Digitsole | The Digitsole Pro Performance Rehab Module allows you to monitor sports injury rehabilitation, improve athletic performance, and prevent injuries by assessing risks and tracking results. | https://www.digitsole.com/rehab-performance-module | Both | Class 2a | Small Device | 1 | 2 | Reuse 50%: when the shoe is too worn, it will be replaced with a new one. It can be assumed that the technology contained in it will be thrown away, but it might be reused in a new shoe, so 50% | - | - | - | 2 | - | - | - | -
Mdialysis | Sweden | Stockholm | 106 Microdialysis Pump | Portable battery driven syringe pump specially designed to perfuse microdialysis catheters. | https://www.mdialysis.com/product/106-microdialysis-pump/ | Healthcare | Class 2a | Small Device | 1 | 2 | Reuse 50%: since the device uses batteries (recover). But the device can be cleaned and be reused. | - | - | - | 2 | - | - | - | -
Duearity | Sweden | Malmö | Tineartiy G1 | Product that helps tinitus | https://shop.duearity.com/en/search?q=tinear | Home | Class 1 | Small Device | 1 | 2 | Reuse 50%: of the device with battery but the adapters need to be replaced | - | - | - | 2 | - | - | - | -
NG Biotech | France | Guipry | NG Reader | Lateral flow strip reader | https://www.ngbiotech.com/ng-readers/ | Healthcare | Class 2a | Small Device | 1 | 2 | Reuse 50%: couldnot find any repair services. | - | - | - | 2 | - | - | - | -
Philips | The Netherlands | Eindhoven | HeartStart OnSite | AED, patented Quick Shock feature allows OnSite to typically deliver a shock within eight seconds after CPR | https://www.usa.philips.com/healthcare/product/HCM5066A/heartstart-onsite-automated-external-defibrillator | Home | Class 3 | Small Device | 1 | 2 | Reuse 50%; the device can be reused. The electrode pads are disposable and should be replaced after 2 years. | - | - | - | 2 | - | - | - | -
Feetme Health | France | Paris | Feetme | Can diagnose an individual’s health status and predict future health status. | https://feetmehealth.com/ | Both | Class 2a | Small Device | 1 | 2 | Reuse 50% eventually recover | - | - | - | 2 | - | - | - | -
Resmed | USA | San Diego, California | AirSense 10 AutoSet | CPAP monitor | https://shop.resmed.com/NO/no/cpap-apparater/stasjon%c3%a6re-cpap-apparater/airsense-10-autoset-inkludert-luftfukter/p/37259?plp=true&plpMT=true | Home | Class 2a | Medium Device | 1 | 2 | Resuable but does not offer repair services without having to pay | - | - | - | 2 | - | - | - | -
Compumedics | Australia | Victoria | ONsight A.V.S. | Neurology diagnosic tool that can be used from a home | https://www.compumedics.com.au/en/products/onsightavs/ | Both | Class 2a | Medium Device | 1 | 2 | Is reusable, but no repair services are mentioned | - | - | - | 2 | - | - | - | -
GE Healthcare | USA | Chicago, Illinois | BiliSoft 2.0 Phototherapy System | Light therapy blanket for newborns with jaundice | https://www.gehealthcare.co.uk/products/maternal-infant-care/phototherapy/bilisoft-2-phototherapy-system | Both | Class 2a | Small Device | 1 | 2 | Not sure if the bag is reusable or not, besides it requires a protection sleeve, reuse: 50% | - | - | - | 2 | - | - | - | -
Nihon Kohden | Japan | Tokyo | Airway Scope AWS-S200 | Laryngoscope | https://eu.nihonkohden.com/en/products/larygoscope/airway-scope-aws-s200.html | Healthcare | Class 2a | Small Device | 1 | 2 | Reuse 50%: disposable blades. | - | - | - | 2 | - | - | - | -

## Dropdown menu
Dropdown menues
Active device? | Use environment | MDR device? | MDR classification | Size | Main strategy
Yes | Healthcare | Yes | Non-MDR | Small Device | Refuse
No | Home | No | Class 1 | Medium Device | Rethink
Distributor | Both | Uncertain (check!) | Class 2a | Large Device | Reduce
Uncertain (check!) | Uncertain (check!) |  | Class 2b | Uncertain (check!) | Reuse
|  |  | Class 3 |  | Repurpose
|  |  | Uncertain (check!) |  | Remanufacture
Parts Recovery
Recycle
Recover
More than one
Uncertain (check!)